## SUMMARY
Family Category | Parameters | Type | Instance | Parameter Groups
Air Terminals | 52 | 51 | 1 | HVC_SYSTEMS
Cable Tray Fittings | 115 | 115 | 0 | ELC_PWR
Cable Trays | 115 | 115 | 0 | ELC_PWR
Casework | 195 | 192 | 3 | ASS_MNG, INST_CST
Communication Devices | 24 | 23 | 1 | COM_DAT
Conduit Fittings | 115 | 115 | 0 | ELC_PWR
Conduits | 115 | 115 | 0 | ELC_PWR
Data Devices | 24 | 23 | 1 | COM_DAT
Doors | 172 | 169 | 3 | BLE_ELES, PER_SUST, RGL_CMPL
Duct Accessories | 52 | 51 | 1 | HVC_SYSTEMS
Duct Fittings | 52 | 51 | 1 | HVC_SYSTEMS
Electrical Equipment | 336 | 332 | 4 | ASS_MNG, COM_DAT, ELC_PWR, INST_CST, LTG_CONTROLS
Electrical Fixtures | 144 | 144 | 0 | ELC_PWR, LTG_CONTROLS
Fire Alarm Devices | 23 | 22 | 1 | FLS_LIFE_SFTY
Furniture | 195 | 192 | 3 | ASS_MNG, INST_CST
Generic Models | 254 | 249 | 5 | ASS_MNG, INST_CST, LTG_CONTROLS, PER_SUST, RGL_CMPL
Lighting Devices | 28 | 28 | 0 | LTG_CONTROLS
Lighting Fixtures | 28 | 28 | 0 | LTG_CONTROLS
Mechanical Equipment | 317 | 310 | 7 | ASS_MNG, FLS_LIFE_SFTY, HVC_SYSTEMS, INST_CST, LTG_CONTROLS, PER_SUST, PLM_DRN
Nurse Call Devices | 24 | 23 | 1 | COM_DAT
Pipe Accessories | 152 | 152 | 0 | PLM_DRN
Pipe Fittings | 158 | 158 | 0 | HVC_SYSTEMS, PLM_DRN
Plumbing Fixtures | 348 | 345 | 3 | ASS_MNG, INST_CST, LTG_CONTROLS, PLM_DRN
Security Devices | 24 | 23 | 1 | COM_DAT
Specialty Equipment | 195 | 192 | 3 | ASS_MNG, INST_CST
Sprinklers | 23 | 22 | 1 | FLS_LIFE_SFTY
Structural Columns | 48 | 46 | 2 | BLE_ELES, PER_SUST
Structural Framing | 48 | 46 | 2 | BLE_ELES, PER_SUST
Telephone Devices | 24 | 23 | 1 | COM_DAT
Windows | 172 | 169 | 3 | BLE_ELES, PER_SUST, RGL_CMPL

## Air Terminals
Group | Parameter Name | Binding
HVC_SYSTEMS | HVC_ACCESS_WHEELCHAIR_ACCESS_TXT | Type
HVC_SYSTEMS | HVC_CAP_KW | Type
HVC_SYSTEMS | HVC_CAP_TR | Type
HVC_SYSTEMS | HVC_CONTROL_TYPE_TXT | Type
HVC_SYSTEMS | HVC_COP_NR | Type
HVC_SYSTEMS | HVC_DCT_EQUIVALENT_DIAMETER_IN | Type
HVC_SYSTEMS | HVC_DCT_FLW_CFM | Type
HVC_SYSTEMS | HVC_DCT_FRC_LOSS_IN_WG_100FT_NR | Type
HVC_SYSTEMS | HVC_DCT_MAT_TXT | Type
HVC_SYSTEMS | HVC_DCT_PROPERTY_TXT | Type
HVC_SYSTEMS | HVC_DCT_PSR_PA | Type
HVC_SYSTEMS | HVC_DCT_RE_NR | Type
HVC_SYSTEMS | HVC_DCT_SOUNDLVL_DB | Type
HVC_SYSTEMS | HVC_DCT_TERMINAL_SZ_TXT | Type
HVC_SYSTEMS | HVC_DCT_TERMINAL_TYPE_SD_RG_EG_VAV_TXT | Type
HVC_SYSTEMS | HVC_DCT_VEL_MPS | Type
HVC_SYSTEMS | HVC_EFF_RATIO_NUM_NR | Type
HVC_SYSTEMS | HVC_FLA_A | Type
HVC_SYSTEMS | HVC_FLW_CFM | Type
HVC_SYSTEMS | HVC_PARAMETER_GUID_TXT | Instance
HVC_SYSTEMS | HVC_PPE_FLW_GPM | Type
HVC_SYSTEMS | HVC_PPE_HEAT_TRANSFER_BTU_HR_NR | Type
HVC_SYSTEMS | HVC_PPE_HED_LOSS_FT | Type
HVC_SYSTEMS | HVC_PPE_PSR_PA | Type
HVC_SYSTEMS | HVC_PPE_TEMP_C | Type
HVC_SYSTEMS | HVC_PPE_VEL_MPS | Type
HVC_SYSTEMS | HVC_PWR_KW | Type
HVC_SYSTEMS | HVC_REFRIGERANT_TXT | Type
HVC_SYSTEMS | HVC_STAIR_BALUSTRADE_TYPE_TXT | Type
HVC_SYSTEMS | HVC_STAIR_GOING_MM | Type
HVC_SYSTEMS | HVC_STAIR_HANDRAIL_HEIGHT_MM | Type
HVC_SYSTEMS | HVC_STAIR_HANDRAIL_MAT_TXT | Type
HVC_SYSTEMS | HVC_STAIR_MAT_TXT | Type
HVC_SYSTEMS | HVC_STAIR_NOSING_TYPE_TXT | Type
HVC_SYSTEMS | HVC_STAIR_RISE_MM | Type
HVC_SYSTEMS | HVC_STAIR_TREAD_FINISH_TXT | Type
HVC_SYSTEMS | HVC_STAIR_TYPE_TXT | Type
HVC_SYSTEMS | HVC_STAIR_WIDTH_MM | Type
HVC_SYSTEMS | HVC_SYSTEM_AIR_FILTER_TYPE_RATING_TXT | Type
HVC_SYSTEMS | HVC_SYSTEM_ASHRAE_CMPL_NR | Type
HVC_SYSTEMS | HVC_SYSTEM_CAP_KW | Type
HVC_SYSTEMS | HVC_SYSTEM_EFF_RATIO_TXT | Type
HVC_SYSTEMS | HVC_SYSTEM_MEP_TYPE_TXT | Type
HVC_SYSTEMS | HVC_SYSTEM_LOAD_CALCULATION_CHECK_NR | Type
HVC_SYSTEMS | HVC_SYSTEM_OPERATING_VLT_V | Type
HVC_SYSTEMS | HVC_SYSTEM_PSR_PA | Type
HVC_SYSTEMS | HVC_SYSTEM_PWR_KW | Type
HVC_SYSTEMS | HVC_SYSTEM_REFRIGERANT_TYPE_TXT | Type
HVC_SYSTEMS | HVC_THERM_AIR_TIGHTNESS_M3_HM2_NR | Type
HVC_SYSTEMS | MEP_TYPE_TXT | Type
HVC_SYSTEMS | HVC_VEL_MPS | Type
HVC_SYSTEMS | HVC_VLT_V | Type

## Cable Tray Fittings
Group | Parameter Name | Binding
ELC_PWR | ELC_CBL_AMPACITY_A | Type
ELC_PWR | ELC_CBL_COND_SZ_SQ_MM | Type
ELC_PWR | ELC_CBL_CRS_NR | Type
ELC_PWR | ELC_CBL_DERATING_FCT_NR | Type
ELC_PWR | ELC_CBL_DESTINATION_TO_TXT | Type
ELC_PWR | ELC_CBL_INSTALL_METHOD_TXT | Type
ELC_PWR | ELC_CBL_INS_TYPE_TXT | Type
ELC_PWR | ELC_CBL_LENGTH_M | Type
ELC_PWR | ELC_CBL_NR_TXT | Type
ELC_PWR | ELC_CBL_NUM_OF_CORES_NR | Type
ELC_PWR | ELC_CBL_RECOMMENDED_SZ_MM | Type
ELC_PWR | ELC_CBL_SOURCE_FROM_TXT | Type
ELC_PWR | ELC_CBL_SZ_MM | Type
ELC_PWR | ELC_CBL_SZ_PER_CORE_MM | Type
ELC_PWR | ELC_CBL_SZ_PER_CORE_MM2_M | Type
ELC_PWR | ELC_CBL_SZ_SQ_MM | Type
ELC_PWR | ELC_CBL_TECH_WIRELESS_PROTOCOL_TXT | Type
ELC_PWR | ELC_CBL_TEMP_RATING_DEG | Type
ELC_PWR | ELC_CBL_TOTAL_WEIGHT_KG | Type
ELC_PWR | ELC_CBL_TRAY_SZ_TXT | Type
ELC_PWR | ELC_CBL_TRAY_TYPE_TXT | Type
ELC_PWR | ELC_CBL_TRIP_CURVE_TXT | Type
ELC_PWR | ELC_CBL_TYPE_SPECIFICATION_NR_001 | Type
ELC_PWR | ELC_CBL_TYPE_SPECIFICATION_TXT | Type
ELC_PWR | CBL_TYPE_TXT | Type
ELC_PWR | ELC_CBL_UNIT_WEIGHT_KG_M | Type
ELC_PWR | ELC_CONDUIT_SZ_MM | Type
ELC_PWR | ELC_CONDUIT_TYPE_TXT | Type
ELC_PWR | ELC_CONTROL_TYPE_TXT | Type
ELC_PWR | ELC_CUR_ARMOR_TYPE_SWA_UNARMORED_TXT | Type
ELC_PWR | ELC_CUR_BLE_AREA_SERVED_TXT | Type
ELC_PWR | ELC_CUR_BUSBAR_RATING_NUM_A | Type
ELC_PWR | ELC_CUR_CBL_EFF_AMP_A | Type
ELC_PWR | ELC_CUR_PROT_RATING_A | Type
ELC_PWR | ELC_DAILY_OPERATING_HOURS_TXT | Type
ELC_PWR | ELC_DIV_FCT_NR | Type
ELC_PWR | ELC_DOOR_TYPE_CLASSIFICATION_TXT | Type
ELC_PWR | ELC_EARTH_RESISTANCE_OHM | Type
ELC_PWR | ELC_EFF_PCT | Type
ELC_PWR | ELC_EMRG_SUPPLY_REQUIRED_BOOL | Type
ELC_PWR | ELC_ENERGY_EFFICIENT_BOOL | Type
ELC_PWR | ELC_EQUIPMENT_TYPE_TXT | Type
ELC_PWR | ELC_EQUIP_SECTION_TXT | Type
ELC_PWR | ELC_EQUIP_SUBSECTION_TXT | Type
ELC_PWR | ELC_FAULT_RATING_KA | Type
ELC_PWR | ELC_FDR_SZ_SQ_MM | Type
ELC_PWR | ELC_FLS_RATING_CLASSIFICATION_TXT | Type
ELC_PWR | ELC_FLS_RATING_MINUTES_MIN | Type
ELC_PWR | ELC_GANG_CONFIGURATION_TXT | Type
ELC_PWR | ELC_GFCI_PROT_REQUIRED_BOOL | Type
ELC_PWR | ELC_GRND_SYSTEM_TYPE_TXT | Type
ELC_PWR | ELC_GRND_TYPE_TXT | Type
ELC_PWR | ELC_INGRESS_PROT_RATING_TXT | Type
ELC_PWR | ELC_INST_METHOD_TXT | Type
ELC_PWR | ELC_MAINTENANCE_DUE_BOOL | Type
ELC_PWR | ELC_MAINTENANCE_INTERVAL_MONTHS_INT | Type
ELC_PWR | ELC_MNT_CONFIGURATION_TXT | Type
ELC_PWR | MNT_HGT_MM | Type
ELC_PWR | ELC_OUTLET_CONFIG_TXT | Type
ELC_PWR | ELC_OUTLET_TYPE_CLASSIFICATION_TXT | Type
ELC_PWR | ELC_PIN_CONFIGURATION_TXT | Type
ELC_PWR | ELC_PNL_BUSBAR_RATING_A | Type
ELC_PWR | ELC_PNL_CALCULATED_CUR_A | Type
ELC_PWR | ELC_PNL_CLASSIFICATION_TXT | Type
ELC_PWR | ELC_PNL_CONNECTED_LOAD_KW | Type
ELC_PWR | ELC_PNL_DEPTH_MM | Type
ELC_PWR | ELC_PNL_DESIGNATION_NAME_TXT | Type
ELC_PWR | ELC_PNL_FED_FROM_PNL_TXT | Type
ELC_PWR | ELC_PNL_GRND_TYPE_TXT | Type
ELC_PWR | ELC_PNL_HEIGHT_MM | Type
ELC_PWR | ELC_PNL_LOADING_PCT | Type
ELC_PWR | ELC_PNL_MAIN_BRK_A | Type
ELC_PWR | ELC_PNL_MAIN_RATING_A | Type
ELC_PWR | ELC_PNL_METERED_PNL_TXT | Type
ELC_PWR | ELC_PNL_NAME_TXT | Type
ELC_PWR | ELC_PNL_NUM_OF_WAYS_NR | Type
ELC_PWR | ELC_PNL_PHS_COUNT_NR | Type
ELC_PWR | ELC_PNL_PROT_TYPE_TXT | Type
ELC_PWR | ELC_PNL_UPSTREAM_PNL_TXT | Type
ELC_PWR | ELC_PNL_VLT_V | Type
ELC_PWR | ELC_PNL_WEIGHT_KG | Type
ELC_PWR | ELC_PNL_WIDTH_MM | Type
ELC_PWR | ELC_PROPERTY_TXT | Type
ELC_PWR | ELC_PROT_TYPE_TXT | Type
ELC_PWR | ELC_PWR_ANNUAL_ENERGY_USAGE_KWH_KW | Type
ELC_PWR | ELC_PWR_CONNECTED_LOAD_KW | Type
ELC_PWR | ELC_PWR_DEMAND_FCT_KW | Type
ELC_PWR | ELC_PWR_DEMAND_KW | Type
ELC_PWR | ELC_PWR_E_CIR_LOAD_TYPE_TXT | Type
ELC_PWR | ELC_PWR_E_LOAD_PER_OUTLET_W | Type
ELC_PWR | ELC_PWR_FCT_NEW_KW | Type
ELC_PWR | ELC_PWR_GENERATOR_BACKUP_BOOL | Type
ELC_PWR | ELC_PWR_GRID_STABILITY_TXT | Type
ELC_PWR | ELC_PWR_KW | Type
ELC_PWR | ELC_PWR_OUTAGE_FREQ_TXT | Type
ELC_PWR | ELC_PWR_SURGE_PROT_REQ_BOOL | Type
ELC_PWR | ELC_PWR_TOTAL_CONNECTED_KW | Type
ELC_PWR | ELC_PWR_UPS_BACKUP_BOOL | Type
ELC_PWR | ELC_PWR_UPS_DURATION_MIN | Type
ELC_PWR | ELC_PWR_VLT_STABILIZER_REQ_BOOL | Type
ELC_PWR | ELC_PWR_VLT_VARIATION_PCT | Type
ELC_PWR | ELC_RCD_RCBO_SPECIFICATION_TXT | Type
ELC_PWR | ELC_SIMULTANEITY_FCT_NR | Type
ELC_PWR | ELC_SPARE_CAP_PCT | Type
ELC_PWR | ELC_SPARE_WAYS_NR | Type
ELC_PWR | ELC_STARTING_METHOD_TXT | Type
ELC_PWR | ELC_SURGE_PROT_DEVICE_TXT | Type
ELC_PWR | ELC_SWITCH_TYPE_CLASSIFICATION_TXT | Type
ELC_PWR | ELC_SYSTEM_FREQUENCY_HZ_TXT | Type
ELC_PWR | ELC_TST_VALUE_NR | Type
ELC_PWR | ELC_VLT_CBL_DROP_V | Type
ELC_PWR | ELC_VLT_E_DROP_PCT | Type
ELC_PWR | ELC_VLT_PRIMARY_RATING_V | Type
ELC_PWR | ELC_VLT_SECONDARY_RATING_V | Type
ELC_PWR | ELC_VOLTAGE_SYSTEM_TYPE_TXT | Type

## Cable Trays
Group | Parameter Name | Binding
ELC_PWR | ELC_CBL_AMPACITY_A | Type
ELC_PWR | ELC_CBL_COND_SZ_SQ_MM | Type
ELC_PWR | ELC_CBL_CRS_NR | Type
ELC_PWR | ELC_CBL_DERATING_FCT_NR | Type
ELC_PWR | ELC_CBL_DESTINATION_TO_TXT | Type
ELC_PWR | ELC_CBL_INSTALL_METHOD_TXT | Type
ELC_PWR | ELC_CBL_INS_TYPE_TXT | Type
ELC_PWR | ELC_CBL_LENGTH_M | Type
ELC_PWR | ELC_CBL_NR_TXT | Type
ELC_PWR | ELC_CBL_NUM_OF_CORES_NR | Type
ELC_PWR | ELC_CBL_RECOMMENDED_SZ_MM | Type
ELC_PWR | ELC_CBL_SOURCE_FROM_TXT | Type
ELC_PWR | ELC_CBL_SZ_MM | Type
ELC_PWR | ELC_CBL_SZ_PER_CORE_MM | Type
ELC_PWR | ELC_CBL_SZ_PER_CORE_MM2_M | Type
ELC_PWR | ELC_CBL_SZ_SQ_MM | Type
ELC_PWR | ELC_CBL_TECH_WIRELESS_PROTOCOL_TXT | Type
ELC_PWR | ELC_CBL_TEMP_RATING_DEG | Type
ELC_PWR | ELC_CBL_TOTAL_WEIGHT_KG | Type
ELC_PWR | ELC_CBL_TRAY_SZ_TXT | Type
ELC_PWR | ELC_CBL_TRAY_TYPE_TXT | Type
ELC_PWR | ELC_CBL_TRIP_CURVE_TXT | Type
ELC_PWR | ELC_CBL_TYPE_SPECIFICATION_NR_001 | Type
ELC_PWR | ELC_CBL_TYPE_SPECIFICATION_TXT | Type
ELC_PWR | CBL_TYPE_TXT | Type
ELC_PWR | ELC_CBL_UNIT_WEIGHT_KG_M | Type
ELC_PWR | ELC_CONDUIT_SZ_MM | Type
ELC_PWR | ELC_CONDUIT_TYPE_TXT | Type
ELC_PWR | ELC_CONTROL_TYPE_TXT | Type
ELC_PWR | ELC_CUR_ARMOR_TYPE_SWA_UNARMORED_TXT | Type
ELC_PWR | ELC_CUR_BLE_AREA_SERVED_TXT | Type
ELC_PWR | ELC_CUR_BUSBAR_RATING_NUM_A | Type
ELC_PWR | ELC_CUR_CBL_EFF_AMP_A | Type
ELC_PWR | ELC_CUR_PROT_RATING_A | Type
ELC_PWR | ELC_DAILY_OPERATING_HOURS_TXT | Type
ELC_PWR | ELC_DIV_FCT_NR | Type
ELC_PWR | ELC_DOOR_TYPE_CLASSIFICATION_TXT | Type
ELC_PWR | ELC_EARTH_RESISTANCE_OHM | Type
ELC_PWR | ELC_EFF_PCT | Type
ELC_PWR | ELC_EMRG_SUPPLY_REQUIRED_BOOL | Type
ELC_PWR | ELC_ENERGY_EFFICIENT_BOOL | Type
ELC_PWR | ELC_EQUIPMENT_TYPE_TXT | Type
ELC_PWR | ELC_EQUIP_SECTION_TXT | Type
ELC_PWR | ELC_EQUIP_SUBSECTION_TXT | Type
ELC_PWR | ELC_FAULT_RATING_KA | Type
ELC_PWR | ELC_FDR_SZ_SQ_MM | Type
ELC_PWR | ELC_FLS_RATING_CLASSIFICATION_TXT | Type
ELC_PWR | ELC_FLS_RATING_MINUTES_MIN | Type
ELC_PWR | ELC_GANG_CONFIGURATION_TXT | Type
ELC_PWR | ELC_GFCI_PROT_REQUIRED_BOOL | Type
ELC_PWR | ELC_GRND_SYSTEM_TYPE_TXT | Type
ELC_PWR | ELC_GRND_TYPE_TXT | Type
ELC_PWR | ELC_INGRESS_PROT_RATING_TXT | Type
ELC_PWR | ELC_INST_METHOD_TXT | Type
ELC_PWR | ELC_MAINTENANCE_DUE_BOOL | Type
ELC_PWR | ELC_MAINTENANCE_INTERVAL_MONTHS_INT | Type
ELC_PWR | ELC_MNT_CONFIGURATION_TXT | Type
ELC_PWR | MNT_HGT_MM | Type
ELC_PWR | ELC_OUTLET_CONFIG_TXT | Type
ELC_PWR | ELC_OUTLET_TYPE_CLASSIFICATION_TXT | Type
ELC_PWR | ELC_PIN_CONFIGURATION_TXT | Type
ELC_PWR | ELC_PNL_BUSBAR_RATING_A | Type
ELC_PWR | ELC_PNL_CALCULATED_CUR_A | Type
ELC_PWR | ELC_PNL_CLASSIFICATION_TXT | Type
ELC_PWR | ELC_PNL_CONNECTED_LOAD_KW | Type
ELC_PWR | ELC_PNL_DEPTH_MM | Type
ELC_PWR | ELC_PNL_DESIGNATION_NAME_TXT | Type
ELC_PWR | ELC_PNL_FED_FROM_PNL_TXT | Type
ELC_PWR | ELC_PNL_GRND_TYPE_TXT | Type
ELC_PWR | ELC_PNL_HEIGHT_MM | Type
ELC_PWR | ELC_PNL_LOADING_PCT | Type
ELC_PWR | ELC_PNL_MAIN_BRK_A | Type
ELC_PWR | ELC_PNL_MAIN_RATING_A | Type
ELC_PWR | ELC_PNL_METERED_PNL_TXT | Type
ELC_PWR | ELC_PNL_NAME_TXT | Type
ELC_PWR | ELC_PNL_NUM_OF_WAYS_NR | Type
ELC_PWR | ELC_PNL_PHS_COUNT_NR | Type
ELC_PWR | ELC_PNL_PROT_TYPE_TXT | Type
ELC_PWR | ELC_PNL_UPSTREAM_PNL_TXT | Type
ELC_PWR | ELC_PNL_VLT_V | Type
ELC_PWR | ELC_PNL_WEIGHT_KG | Type
ELC_PWR | ELC_PNL_WIDTH_MM | Type
ELC_PWR | ELC_PROPERTY_TXT | Type
ELC_PWR | ELC_PROT_TYPE_TXT | Type
ELC_PWR | ELC_PWR_ANNUAL_ENERGY_USAGE_KWH_KW | Type
ELC_PWR | ELC_PWR_CONNECTED_LOAD_KW | Type
ELC_PWR | ELC_PWR_DEMAND_FCT_KW | Type
ELC_PWR | ELC_PWR_DEMAND_KW | Type
ELC_PWR | ELC_PWR_E_CIR_LOAD_TYPE_TXT | Type
ELC_PWR | ELC_PWR_E_LOAD_PER_OUTLET_W | Type
ELC_PWR | ELC_PWR_FCT_NEW_KW | Type
ELC_PWR | ELC_PWR_GENERATOR_BACKUP_BOOL | Type
ELC_PWR | ELC_PWR_GRID_STABILITY_TXT | Type
ELC_PWR | ELC_PWR_KW | Type
ELC_PWR | ELC_PWR_OUTAGE_FREQ_TXT | Type
ELC_PWR | ELC_PWR_SURGE_PROT_REQ_BOOL | Type
ELC_PWR | ELC_PWR_TOTAL_CONNECTED_KW | Type
ELC_PWR | ELC_PWR_UPS_BACKUP_BOOL | Type
ELC_PWR | ELC_PWR_UPS_DURATION_MIN | Type
ELC_PWR | ELC_PWR_VLT_STABILIZER_REQ_BOOL | Type
ELC_PWR | ELC_PWR_VLT_VARIATION_PCT | Type
ELC_PWR | ELC_RCD_RCBO_SPECIFICATION_TXT | Type
ELC_PWR | ELC_SIMULTANEITY_FCT_NR | Type
ELC_PWR | ELC_SPARE_CAP_PCT | Type
ELC_PWR | ELC_SPARE_WAYS_NR | Type
ELC_PWR | ELC_STARTING_METHOD_TXT | Type
ELC_PWR | ELC_SURGE_PROT_DEVICE_TXT | Type
ELC_PWR | ELC_SWITCH_TYPE_CLASSIFICATION_TXT | Type
ELC_PWR | ELC_SYSTEM_FREQUENCY_HZ_TXT | Type
ELC_PWR | ELC_TST_VALUE_NR | Type
ELC_PWR | ELC_VLT_CBL_DROP_V | Type
ELC_PWR | ELC_VLT_E_DROP_PCT | Type
ELC_PWR | ELC_VLT_PRIMARY_RATING_V | Type
ELC_PWR | ELC_VLT_SECONDARY_RATING_V | Type
ELC_PWR | ELC_VOLTAGE_SYSTEM_TYPE_TXT | Type

## Casework
Group | Parameter Name | Binding
ASS_MNG | ASS_CAT_TXT | Type
ASS_MNG | ASS_CRITICALITY_RATING_NR | Type
ASS_MNG | ASS_CRITICAL_SPARE_PARTS_REQUIRED_BOOL | Type
ASS_MNG | ASS_CST_ANNUAL_MAINTENANCE_UGX_NR | Type
ASS_MNG | ASS_CST_INSTALLUGXNUM_UGX_NR | Type
ASS_MNG | ASS_CST_LIFECYCLEUGXNUM_UGX_NR | Type
ASS_MNG | ASS_CST_QUANTITYNUM_UGX_NR | Type
ASS_MNG | ASS_CST_TOTALUGXNUM_UGX_NR | Type
ASS_MNG | ASS_CST_UNT_PRCUGXNUM_UGX_NR | Type
ASS_MNG | ASS_DEPARTMENT_ASSIGNMENT_TXT | Type
ASS_MNG | ASS_DESIGN_LTG_LVL_LUX_NR | Instance
ASS_MNG | ASS_DESIGN_OCCUPANCY_INT | Type
ASS_MNG | ASS_ELE_COMMENTS_TXT | Type
ASS_MNG | ASS_ELE_DESCRIPTION_TXT | Type
ASS_MNG | ASS_ELE_ID_TXT | Instance
ASS_MNG | ASS_ELE_INST_DATE_TXT | Type
ASS_MNG | ASS_ELE_LOC_TXT | Type
ASS_MNG | ASS_ELE_MANUFACTURER_TXT | Type
ASS_MNG | ASS_ELE_MODELBER_TXT | Type
ASS_MNG | ASS_ELE_SERIALBER_TXT | Type
ASS_MNG | ASS_ELE_STATUS_TXT | Type
ASS_MNG | ASS_ELE_TAG_TXT | Type
ASS_MNG | ASS_ELE_WARRANTY_PERIOD_TXT | Type
ASS_MNG | ASS_EQUIPMENT_TAG_TXT | Type
ASS_MNG | ASS_EXPECTED_ANNUAL_DOWNTIME_HOURS_HRS | Type
ASS_MNG | ASS_EXPECTED_LIFE_YEARS_YRS | Type
ASS_MNG | ASS_HVC_SYSTEM_TYPE_TXT | Type
ASS_MNG | ASS_IP_RATING_TXT | Type
ASS_MNG | ASS_LOCAL_SERVICE_AVAILABLE_TXT | Type
ASS_MNG | ASS_MAINTENANCE_ACCESS_METHOD_TXT | Type
ASS_MNG | ASS_MAINTENANCE_FREQUENCY_MONTHS | Type
ASS_MNG | ASS_MAINTENANCE_SCHEDULE_TXT | Type
ASS_MNG | ASS_NUMBER_OF_DAT_OUTLETS_INT | Type
ASS_MNG | ASS_NUMBER_OF_PWR_OUTLETS_INT | Type
ASS_MNG | ASS_OANDM_MANUALS_PROVIDED_TXT | Type
ASS_MNG | ASS_OPERATOR_TRAINING_REQUIRED_BOOL | Type
ASS_MNG | ASS_PART_NUMBER_TXT | Type
ASS_MNG | ASS_PMT_CNT_CONTRACTOR_TXT | Type
ASS_MNG | ASS_PMT_COD_APP_TXT | Type
ASS_MNG | ASS_PMT_COD_INSPECTOR_NAME_TXT | Type
ASS_MNG | ASS_PMT_COD_NEXT_INSP_DATE_TXT | Type
ASS_MNG | ASS_PMT_COD_SECTION_TXT | Type
ASS_MNG | ASS_PMT_COD_STD_TXT | Type
ASS_MNG | ASS_PMT_COD_SYSTEM_COMPONENT_TXT | Type
ASS_MNG | ASS_PMT_CST_LABOUR_CST_UGX_NR | Type
ASS_MNG | ASS_PMT_CST_MAT_CST_UGX_NR | Type
ASS_MNG | ASS_PMT_CST_TOTAL_CST_UGX_NR | Type
ASS_MNG | ASS_PMT_CST_UNIT_CST_UGX_NR | Type
ASS_MNG | ASS_PMT_CST_UNIT_PRICE_UGX_NR | Type
ASS_MNG | ASS_PMT_CST_UNIT_RATE_UGX_NR | Type
ASS_MNG | ASS_PMT_INST_METHOD_TXT | Type
ASS_MNG | ASS_PMT_INV_ON_SITE_NR | Type
ASS_MNG | ASS_PMT_INV_REM_NR | Type
ASS_MNG | ASS_PMT_INV_REORD_LVL_NR | Instance
ASS_MNG | ASS_PMT_INV_UNIT_TXT | Type
ASS_MNG | ASS_PMT_INV_USD_NR | Type
ASS_MNG | ASS_PMT_LOG_LEAD_TIME_DAYS | Type
ASS_MNG | ASS_PMT_PAY_INVOICE_TXT | Type
ASS_MNG | ASS_PMT_PRO_DELIVERY_DATE_TXT | Type
ASS_MNG | ASS_PMT_PRO_PO_NR_TXT | Type
ASS_MNG | ASS_PMT_PRO_SUPPLIER_TXT | Type
ASS_MNG | ASS_PMT_QA_APVD_BY_TXT | Type
ASS_MNG | ASS_PMT_QA_BATCH_NR_TXT | Type
ASS_MNG | ASS_PMT_QA_CERTIFICATE_NR_TXT | Type
ASS_MNG | ASS_PMT_QA_INSP_DATE_TXT | Type
ASS_MNG | ASS_PMT_QA_TST_RESULT_TXT | Type
ASS_MNG | ASS_PMT_QTY_DELIVERED_NR | Type
ASS_MNG | ASS_PMT_QTY_ORDERED_NR | Type
ASS_MNG | ASS_PMT_QTY_VARIANCE_NR | Type
ASS_MNG | ASS_PMT_SCH_COMPLETION_PCT | Type
ASS_MNG | ASS_PMT_SCH_END_ACTUAL_TXT | Type
ASS_MNG | ASS_PMT_SCH_END_PLANNED_TXT | Type
ASS_MNG | ASS_PMT_SCH_PHS_TXT | Type
ASS_MNG | ASS_PMT_SCH_START_ACTUAL_TXT | Type
ASS_MNG | ASS_PMT_SCH_START_PLANNED_TXT | Type
ASS_MNG | ASS_PMT_SUP_CONTACT_TXT | Type
ASS_MNG | ASS_PREDICTIVE_MAINTENANCE_CAPABLE_BOOL | Type
ASS_MNG | ASS_PRODCT_COD_TXT | Type
ASS_MNG | ASS_REMOTE_MONITORING_CAPABLE_BOOL | Type
ASS_MNG | ASS_ROOM_AREA_SQ_M | Type
ASS_MNG | ASS_ROOM_FUNCTION_USE_TXT | Type
ASS_MNG | ASS_ROOM_NAME_TXT | Type
ASS_MNG | ASS_ROOM_NUMBER_TXT | Type
ASS_MNG | ASS_ROOM_VOLUME_CU_M | Type
ASS_MNG | ASS_SKIRTING_TYPE_TXT | Type
ASS_MNG | ASS_WARRANTY_EXPIRATION_DATE_TXT | Type
INST_CST | CST_ACCESS_CHALLENGES_TXT | Type
INST_CST | CST_DELIVERY_LEAD_TIME_DAYS | Type
INST_CST | CST_FIX_BALLAST_FCT_NR | Type
INST_CST | CST_FIX_BEAM_ANGLE_DEG | Type
INST_CST | CST_FIX_CAT_NUM_NR | Type
INST_CST | CST_FIX_CONTROL_TYPE_TXT | Type
INST_CST | CST_FIX_CRI_NR | Type
INST_CST | CST_FIX_DIMMING_TYPE_TXT | Type
INST_CST | CST_FIX_LUMEN_OUTPUT_LM | Type
INST_CST | CST_FIX_TOTAL_WATTAGE_W | Type
INST_CST | CST_IMPORT_REQUIRED_BOOL | Type
INST_CST | CST_INST_ACCESS_REQ_TXT | Type
INST_CST | CST_INST_CLEARANCE_MM | Type
INST_CST | CST_INST_METHOD_TXT | Type
INST_CST | CST_INST_SEISMIC_BOOL | Type
INST_CST | CST_INST_SPT_TYPE_TXT | Type
INST_CST | CST_INST_VIBRATION_ISOLATION_TXT | Type
INST_CST | CST_LOCAL_MAT_BOOL | Type
INST_CST | CST_PROT_AIR_TERMINAL_HEIGHT_IN | Type
INST_CST | CST_PROT_AIR_TERMINAL_TYPE_TXT | Type
INST_CST | CST_PROT_BOND_TYPE_TXT | Type
INST_CST | CST_PROT_COND_SZ_AWG_NR | Type
INST_CST | CST_PROT_COND_TYPE_TXT | Type
INST_CST | CST_PROT_DESIGN_STD_TXT | Type
INST_CST | CST_PROT_DOWN_COND_COUNT_NR | Type
INST_CST | CST_PROT_GROUND_RESISTANCE_OHM | Type
INST_CST | CST_PROT_GROUND_ROD_DIAMETER_IN | Type
INST_CST | CST_PROT_GROUND_ROD_LENGTH_FT | Type
INST_CST | CST_PROT_GROUND_ROD_TYPE_TXT | Type
INST_CST | CST_PROT_HEIGHT_ABOVE_GRADE_FT | Type
INST_CST | CST_PROT_RADIUS_FT | Type
INST_CST | CST_SKILLED_LABOR_REQ_TXT | Type
INST_CST | CST_SPECIAL_EQUIPMENT_TXT | Type
INST_CST | CST_STORAGE_REQ_TXT | Type
INST_CST | CST_SUP_ALTERNATIVE_SUPPLIERS_TXT | Type
INST_CST | CST_SUP_COUNTRY_OF_ORIGIN_INT | Type
INST_CST | CST_SUP_CUSTOMS_CLEARANCE_DAYS | Type
INST_CST | CST_SUP_LOCAL_SUPPLIER_TXT | Type
INST_CST | CST_SUP_PAYMENT_TERMS_TXT | Type
INST_CST | CST_SUP_PREFERRED_SUPPLIER_TXT | Type
INST_CST | CST_SUP_PROCUREMENT_LEAD_TIME_DAYS | Type
INST_CST | CST_SUP_QUALITY_INSP_REQ_BOOL | Type
INST_CST | CST_SUP_SHIPPING_METHOD_TXT | Type
INST_CST | CST_S_CON_ADMIXTURE_TXT | Type
INST_CST | CST_S_CON_AGGREGATE_VOLUME_CU_M | Type
INST_CST | CST_S_CON_CEMENT_BAGS_NR | Type
INST_CST | CST_S_CON_CST_TOTAL_UGX_NR | Type
INST_CST | CST_S_CON_CURING_DAYS_NR | Type
INST_CST | CST_S_CON_FORMWORK_AREA_SQ_M | Type
INST_CST | CST_S_CON_GRADE_TXT | Type
INST_CST | CST_S_CON_MIX_RATIO_TXT | Type
INST_CST | CST_S_CON_POUR_SEQUENCE_TXT | Type
INST_CST | CST_S_CON_SAND_VOLUME_CU_M | Type
INST_CST | CST_S_CON_SLUMP_MM | Type
INST_CST | CST_S_CON_STRENGTH_MPA | Type
INST_CST | CST_S_CON_TYPE_TXT | Type
INST_CST | CST_S_CON_VOLUME_CU_M | Type
INST_CST | CST_S_CON_VOLUME_WASTAGE_CU_M | Type
INST_CST | CST_S_CON_WTR_VOLUME_L | Type
INST_CST | CST_S_EAR_BACKFILL_VOLUME_CU_M | Type
INST_CST | CST_S_EAR_BLINDING_VOLUME_CU_M | Type
INST_CST | CST_S_EAR_COMPACTION_NR | Type
INST_CST | CST_S_EAR_EXCAVATION_DEPTH_M | Type
INST_CST | CST_S_EAR_EXCAVATION_METHOD_TXT | Type
INST_CST | CST_S_EAR_EXCAVATION_VOLUME_CU_M | Type
INST_CST | CST_S_EAR_FILL_MAT_TXT | Type
INST_CST | CST_S_EAR_GEOTEXTILE_AREA_SQ_M | Type
INST_CST | CST_S_EAR_HARDCORE_THICKNESS_MM | Type
INST_CST | CST_S_EAR_HARDCORE_VOLUME_CU_M | Type
INST_CST | CST_S_EAR_SOIL_TYPE_TXT | Type
INST_CST | CST_S_FRM_BEAM_AREA_SQ_M | Type
INST_CST | CST_S_FRM_COLUMN_AREA_SQ_M | Type
INST_CST | CST_S_FRM_CST_TOTAL_UGX_NR | Type
INST_CST | CST_S_FRM_PLYWOOD_SHEETS_NR | Type
INST_CST | CST_S_FRM_PROPS_QUANTITY_NR | Type
INST_CST | CST_S_FRM_RELEASE_AGENT_L | Type
INST_CST | CST_S_FRM_REUSE_CYCLES_NR | Type
INST_CST | CST_S_FRM_SLAB_AREA_SQ_M | Type
INST_CST | CST_S_FRM_STRIPPING_TIME_DAYS | Type
INST_CST | CST_S_FRM_TIMBER_VOLUME_CU_M | Type
INST_CST | CST_S_FRM_TYPE_TXT | Type
INST_CST | CST_S_MAS_BRICK_QUANTITY_NR | Type
INST_CST | CST_S_MAS_BRICK_STRENGTH_TXT | Type
INST_CST | CST_S_MAS_BRICK_TYPE_TXT | Type
INST_CST | CST_S_MAS_BRICK_WASTAGE_NR | Type
INST_CST | CST_S_MAS_CEMENT_BAGS_NR | Type
INST_CST | CST_S_MAS_CST_TOTAL_UGX_NR | Type
INST_CST | CST_S_MAS_MORTAR_RATIO_TXT | Type
INST_CST | CST_S_MAS_MORTAR_TYPE_TXT | Type
INST_CST | CST_S_MAS_MORTAR_VOLUME_CU_M | Type
INST_CST | CST_S_MAS_NET_AREA_SQ_M | Type
INST_CST | CST_S_MAS_OPENING_AREA_SQ_M | Type
INST_CST | CST_S_MAS_SAND_VOLUME_CU_M | Type
INST_CST | CST_S_MAS_WALL_AREA_SQ_M | Type
INST_CST | CST_S_MAS_WALL_THICKNESS_MM | Type
INST_CST | CST_S_MAS_WASTAGE_FCT_PCT | Type
INST_CST | CST_S_REI_COVER_MM | Type
INST_CST | CST_S_REI_CST_TOTAL_UGX_NR | Type
INST_CST | CST_S_REI_DIAMETER_MM | Type
INST_CST | CST_S_REI_GRADE_TXT | Type
INST_CST | CST_S_REI_LENGTH_M | Type
INST_CST | CST_S_REI_MARK_PREFIX_TXT | Type
INST_CST | CST_S_REI_OVERLAP_LENGTH_MM | Type
INST_CST | CST_S_REI_SCHEDULE_REF_TXT | Type
INST_CST | CST_S_REI_SPACING_MM | Type
INST_CST | CST_S_REI_TYPE_TXT | Type
INST_CST | CST_S_REI_WEIGHT_KG | Type
INST_CST | CST_S_REI_WEIGHT_WASTAGE_KG | Type
INST_CST | CST_S_REI_WIRE_WEIGHT_KG | Type

## Communication Devices
Group | Parameter Name | Binding
COM_DAT | COM_BANDWIDTH_MBPS_TXT | Type
COM_DAT | CBL_TYPE_TXT | Type
COM_DAT | COM_COM_SYSTEM_TYPE_TXT | Type
COM_DAT | COM_C_ACCURACY_PCT | Type
COM_DAT | COM_C_DEV_BACNET_INSTANCE_INT | Type
COM_DAT | COM_C_DEV_CONTROLLER_NAME_TXT | Type
COM_DAT | COM_C_DEV_TYPE_TXT | Type
COM_DAT | COM_C_MEASUREMENT_RANGE_TXT | Type
COM_DAT | COM_C_NETWORK_ADDRESS_TXT | Type
COM_DAT | COM_C_PROTOCOL_TXT | Type
COM_DAT | COM_C_PWR_SUPPLY_V | Type
COM_DAT | COM_C_SENSOR_TYPE_TXT | Type
COM_DAT | COM_C_SYSTEM_TYPE_TXT | Type
COM_DAT | COM_POE_CAPABLE_BOOL | Type
COM_DAT | COM_PORTCOUNT_INT | Type
COM_DAT | COM_RACK_SPC_RU_NR | Type
COM_DAT | COM_TECH_AI_OPTIMIZATION_TXT | Type
COM_DAT | COM_TECH_CLOUD_CONNECTIVITY_TXT | Type
COM_DAT | COM_TECH_CYBER_SECURITY_LVL_TXT | Instance
COM_DAT | COM_TECH_DAT_PRIVACY_COMPLY_TXT | Type
COM_DAT | COM_TECH_FUTURE_EXPANSION_TXT | Type
COM_DAT | COM_TECH_INTEGRATION_COMPLEXITY_TXT | Type
COM_DAT | COM_TECH_IOT_CAPABLE_BOOL | Type
COM_DAT | COM_TECH_MOBILE_APP_TXT | Type

## Conduit Fittings
Group | Parameter Name | Binding
ELC_PWR | ELC_CBL_AMPACITY_A | Type
ELC_PWR | ELC_CBL_COND_SZ_SQ_MM | Type
ELC_PWR | ELC_CBL_CRS_NR | Type
ELC_PWR | ELC_CBL_DERATING_FCT_NR | Type
ELC_PWR | ELC_CBL_DESTINATION_TO_TXT | Type
ELC_PWR | ELC_CBL_INSTALL_METHOD_TXT | Type
ELC_PWR | ELC_CBL_INS_TYPE_TXT | Type
ELC_PWR | ELC_CBL_LENGTH_M | Type
ELC_PWR | ELC_CBL_NR_TXT | Type
ELC_PWR | ELC_CBL_NUM_OF_CORES_NR | Type
ELC_PWR | ELC_CBL_RECOMMENDED_SZ_MM | Type
ELC_PWR | ELC_CBL_SOURCE_FROM_TXT | Type
ELC_PWR | ELC_CBL_SZ_MM | Type
ELC_PWR | ELC_CBL_SZ_PER_CORE_MM | Type
ELC_PWR | ELC_CBL_SZ_PER_CORE_MM2_M | Type
ELC_PWR | ELC_CBL_SZ_SQ_MM | Type
ELC_PWR | ELC_CBL_TECH_WIRELESS_PROTOCOL_TXT | Type
ELC_PWR | ELC_CBL_TEMP_RATING_DEG | Type
ELC_PWR | ELC_CBL_TOTAL_WEIGHT_KG | Type
ELC_PWR | ELC_CBL_TRAY_SZ_TXT | Type
ELC_PWR | ELC_CBL_TRAY_TYPE_TXT | Type
ELC_PWR | ELC_CBL_TRIP_CURVE_TXT | Type
ELC_PWR | ELC_CBL_TYPE_SPECIFICATION_NR_001 | Type
ELC_PWR | ELC_CBL_TYPE_SPECIFICATION_TXT | Type
ELC_PWR | CBL_TYPE_TXT | Type
ELC_PWR | ELC_CBL_UNIT_WEIGHT_KG_M | Type
ELC_PWR | ELC_CONDUIT_SZ_MM | Type
ELC_PWR | ELC_CONDUIT_TYPE_TXT | Type
ELC_PWR | ELC_CONTROL_TYPE_TXT | Type
ELC_PWR | ELC_CUR_ARMOR_TYPE_SWA_UNARMORED_TXT | Type
ELC_PWR | ELC_CUR_BLE_AREA_SERVED_TXT | Type
ELC_PWR | ELC_CUR_BUSBAR_RATING_NUM_A | Type
ELC_PWR | ELC_CUR_CBL_EFF_AMP_A | Type
ELC_PWR | ELC_CUR_PROT_RATING_A | Type
ELC_PWR | ELC_DAILY_OPERATING_HOURS_TXT | Type
ELC_PWR | ELC_DIV_FCT_NR | Type
ELC_PWR | ELC_DOOR_TYPE_CLASSIFICATION_TXT | Type
ELC_PWR | ELC_EARTH_RESISTANCE_OHM | Type
ELC_PWR | ELC_EFF_PCT | Type
ELC_PWR | ELC_EMRG_SUPPLY_REQUIRED_BOOL | Type
ELC_PWR | ELC_ENERGY_EFFICIENT_BOOL | Type
ELC_PWR | ELC_EQUIPMENT_TYPE_TXT | Type
ELC_PWR | ELC_EQUIP_SECTION_TXT | Type
ELC_PWR | ELC_EQUIP_SUBSECTION_TXT | Type
ELC_PWR | ELC_FAULT_RATING_KA | Type
ELC_PWR | ELC_FDR_SZ_SQ_MM | Type
ELC_PWR | ELC_FLS_RATING_CLASSIFICATION_TXT | Type
ELC_PWR | ELC_FLS_RATING_MINUTES_MIN | Type
ELC_PWR | ELC_GANG_CONFIGURATION_TXT | Type
ELC_PWR | ELC_GFCI_PROT_REQUIRED_BOOL | Type
ELC_PWR | ELC_GRND_SYSTEM_TYPE_TXT | Type
ELC_PWR | ELC_GRND_TYPE_TXT | Type
ELC_PWR | ELC_INGRESS_PROT_RATING_TXT | Type
ELC_PWR | ELC_INST_METHOD_TXT | Type
ELC_PWR | ELC_MAINTENANCE_DUE_BOOL | Type
ELC_PWR | ELC_MAINTENANCE_INTERVAL_MONTHS_INT | Type
ELC_PWR | ELC_MNT_CONFIGURATION_TXT | Type
ELC_PWR | MNT_HGT_MM | Type
ELC_PWR | ELC_OUTLET_CONFIG_TXT | Type
ELC_PWR | ELC_OUTLET_TYPE_CLASSIFICATION_TXT | Type
ELC_PWR | ELC_PIN_CONFIGURATION_TXT | Type
ELC_PWR | ELC_PNL_BUSBAR_RATING_A | Type
ELC_PWR | ELC_PNL_CALCULATED_CUR_A | Type
ELC_PWR | ELC_PNL_CLASSIFICATION_TXT | Type
ELC_PWR | ELC_PNL_CONNECTED_LOAD_KW | Type
ELC_PWR | ELC_PNL_DEPTH_MM | Type
ELC_PWR | ELC_PNL_DESIGNATION_NAME_TXT | Type
ELC_PWR | ELC_PNL_FED_FROM_PNL_TXT | Type
ELC_PWR | ELC_PNL_GRND_TYPE_TXT | Type
ELC_PWR | ELC_PNL_HEIGHT_MM | Type
ELC_PWR | ELC_PNL_LOADING_PCT | Type
ELC_PWR | ELC_PNL_MAIN_BRK_A | Type
ELC_PWR | ELC_PNL_MAIN_RATING_A | Type
ELC_PWR | ELC_PNL_METERED_PNL_TXT | Type
ELC_PWR | ELC_PNL_NAME_TXT | Type
ELC_PWR | ELC_PNL_NUM_OF_WAYS_NR | Type
ELC_PWR | ELC_PNL_PHS_COUNT_NR | Type
ELC_PWR | ELC_PNL_PROT_TYPE_TXT | Type
ELC_PWR | ELC_PNL_UPSTREAM_PNL_TXT | Type
ELC_PWR | ELC_PNL_VLT_V | Type
ELC_PWR | ELC_PNL_WEIGHT_KG | Type
ELC_PWR | ELC_PNL_WIDTH_MM | Type
ELC_PWR | ELC_PROPERTY_TXT | Type
ELC_PWR | ELC_PROT_TYPE_TXT | Type
ELC_PWR | ELC_PWR_ANNUAL_ENERGY_USAGE_KWH_KW | Type
ELC_PWR | ELC_PWR_CONNECTED_LOAD_KW | Type
ELC_PWR | ELC_PWR_DEMAND_FCT_KW | Type
ELC_PWR | ELC_PWR_DEMAND_KW | Type
ELC_PWR | ELC_PWR_E_CIR_LOAD_TYPE_TXT | Type
ELC_PWR | ELC_PWR_E_LOAD_PER_OUTLET_W | Type
ELC_PWR | ELC_PWR_FCT_NEW_KW | Type
ELC_PWR | ELC_PWR_GENERATOR_BACKUP_BOOL | Type
ELC_PWR | ELC_PWR_GRID_STABILITY_TXT | Type
ELC_PWR | ELC_PWR_KW | Type
ELC_PWR | ELC_PWR_OUTAGE_FREQ_TXT | Type
ELC_PWR | ELC_PWR_SURGE_PROT_REQ_BOOL | Type
ELC_PWR | ELC_PWR_TOTAL_CONNECTED_KW | Type
ELC_PWR | ELC_PWR_UPS_BACKUP_BOOL | Type
ELC_PWR | ELC_PWR_UPS_DURATION_MIN | Type
ELC_PWR | ELC_PWR_VLT_STABILIZER_REQ_BOOL | Type
ELC_PWR | ELC_PWR_VLT_VARIATION_PCT | Type
ELC_PWR | ELC_RCD_RCBO_SPECIFICATION_TXT | Type
ELC_PWR | ELC_SIMULTANEITY_FCT_NR | Type
ELC_PWR | ELC_SPARE_CAP_PCT | Type
ELC_PWR | ELC_SPARE_WAYS_NR | Type
ELC_PWR | ELC_STARTING_METHOD_TXT | Type
ELC_PWR | ELC_SURGE_PROT_DEVICE_TXT | Type
ELC_PWR | ELC_SWITCH_TYPE_CLASSIFICATION_TXT | Type
ELC_PWR | ELC_SYSTEM_FREQUENCY_HZ_TXT | Type
ELC_PWR | ELC_TST_VALUE_NR | Type
ELC_PWR | ELC_VLT_CBL_DROP_V | Type
ELC_PWR | ELC_VLT_E_DROP_PCT | Type
ELC_PWR | ELC_VLT_PRIMARY_RATING_V | Type
ELC_PWR | ELC_VLT_SECONDARY_RATING_V | Type
ELC_PWR | ELC_VOLTAGE_SYSTEM_TYPE_TXT | Type

## Conduits
Group | Parameter Name | Binding
ELC_PWR | ELC_CBL_AMPACITY_A | Type
ELC_PWR | ELC_CBL_COND_SZ_SQ_MM | Type
ELC_PWR | ELC_CBL_CRS_NR | Type
ELC_PWR | ELC_CBL_DERATING_FCT_NR | Type
ELC_PWR | ELC_CBL_DESTINATION_TO_TXT | Type
ELC_PWR | ELC_CBL_INSTALL_METHOD_TXT | Type
ELC_PWR | ELC_CBL_INS_TYPE_TXT | Type
ELC_PWR | ELC_CBL_LENGTH_M | Type
ELC_PWR | ELC_CBL_NR_TXT | Type
ELC_PWR | ELC_CBL_NUM_OF_CORES_NR | Type
ELC_PWR | ELC_CBL_RECOMMENDED_SZ_MM | Type
ELC_PWR | ELC_CBL_SOURCE_FROM_TXT | Type
ELC_PWR | ELC_CBL_SZ_MM | Type
ELC_PWR | ELC_CBL_SZ_PER_CORE_MM | Type
ELC_PWR | ELC_CBL_SZ_PER_CORE_MM2_M | Type
ELC_PWR | ELC_CBL_SZ_SQ_MM | Type
ELC_PWR | ELC_CBL_TECH_WIRELESS_PROTOCOL_TXT | Type
ELC_PWR | ELC_CBL_TEMP_RATING_DEG | Type
ELC_PWR | ELC_CBL_TOTAL_WEIGHT_KG | Type
ELC_PWR | ELC_CBL_TRAY_SZ_TXT | Type
ELC_PWR | ELC_CBL_TRAY_TYPE_TXT | Type
ELC_PWR | ELC_CBL_TRIP_CURVE_TXT | Type
ELC_PWR | ELC_CBL_TYPE_SPECIFICATION_NR_001 | Type
ELC_PWR | ELC_CBL_TYPE_SPECIFICATION_TXT | Type
ELC_PWR | CBL_TYPE_TXT | Type
ELC_PWR | ELC_CBL_UNIT_WEIGHT_KG_M | Type
ELC_PWR | ELC_CONDUIT_SZ_MM | Type
ELC_PWR | ELC_CONDUIT_TYPE_TXT | Type
ELC_PWR | ELC_CONTROL_TYPE_TXT | Type
ELC_PWR | ELC_CUR_ARMOR_TYPE_SWA_UNARMORED_TXT | Type
ELC_PWR | ELC_CUR_BLE_AREA_SERVED_TXT | Type
ELC_PWR | ELC_CUR_BUSBAR_RATING_NUM_A | Type
ELC_PWR | ELC_CUR_CBL_EFF_AMP_A | Type
ELC_PWR | ELC_CUR_PROT_RATING_A | Type
ELC_PWR | ELC_DAILY_OPERATING_HOURS_TXT | Type
ELC_PWR | ELC_DIV_FCT_NR | Type
ELC_PWR | ELC_DOOR_TYPE_CLASSIFICATION_TXT | Type
ELC_PWR | ELC_EARTH_RESISTANCE_OHM | Type
ELC_PWR | ELC_EFF_PCT | Type
ELC_PWR | ELC_EMRG_SUPPLY_REQUIRED_BOOL | Type
ELC_PWR | ELC_ENERGY_EFFICIENT_BOOL | Type
ELC_PWR | ELC_EQUIPMENT_TYPE_TXT | Type
ELC_PWR | ELC_EQUIP_SECTION_TXT | Type
ELC_PWR | ELC_EQUIP_SUBSECTION_TXT | Type
ELC_PWR | ELC_FAULT_RATING_KA | Type
ELC_PWR | ELC_FDR_SZ_SQ_MM | Type
ELC_PWR | ELC_FLS_RATING_CLASSIFICATION_TXT | Type
ELC_PWR | ELC_FLS_RATING_MINUTES_MIN | Type
ELC_PWR | ELC_GANG_CONFIGURATION_TXT | Type
ELC_PWR | ELC_GFCI_PROT_REQUIRED_BOOL | Type
ELC_PWR | ELC_GRND_SYSTEM_TYPE_TXT | Type
ELC_PWR | ELC_GRND_TYPE_TXT | Type
ELC_PWR | ELC_INGRESS_PROT_RATING_TXT | Type
ELC_PWR | ELC_INST_METHOD_TXT | Type
ELC_PWR | ELC_MAINTENANCE_DUE_BOOL | Type
ELC_PWR | ELC_MAINTENANCE_INTERVAL_MONTHS_INT | Type
ELC_PWR | ELC_MNT_CONFIGURATION_TXT | Type
ELC_PWR | MNT_HGT_MM | Type
ELC_PWR | ELC_OUTLET_CONFIG_TXT | Type
ELC_PWR | ELC_OUTLET_TYPE_CLASSIFICATION_TXT | Type
ELC_PWR | ELC_PIN_CONFIGURATION_TXT | Type
ELC_PWR | ELC_PNL_BUSBAR_RATING_A | Type
ELC_PWR | ELC_PNL_CALCULATED_CUR_A | Type
ELC_PWR | ELC_PNL_CLASSIFICATION_TXT | Type
ELC_PWR | ELC_PNL_CONNECTED_LOAD_KW | Type
ELC_PWR | ELC_PNL_DEPTH_MM | Type
ELC_PWR | ELC_PNL_DESIGNATION_NAME_TXT | Type
ELC_PWR | ELC_PNL_FED_FROM_PNL_TXT | Type
ELC_PWR | ELC_PNL_GRND_TYPE_TXT | Type
ELC_PWR | ELC_PNL_HEIGHT_MM | Type
ELC_PWR | ELC_PNL_LOADING_PCT | Type
ELC_PWR | ELC_PNL_MAIN_BRK_A | Type
ELC_PWR | ELC_PNL_MAIN_RATING_A | Type
ELC_PWR | ELC_PNL_METERED_PNL_TXT | Type
ELC_PWR | ELC_PNL_NAME_TXT | Type
ELC_PWR | ELC_PNL_NUM_OF_WAYS_NR | Type
ELC_PWR | ELC_PNL_PHS_COUNT_NR | Type
ELC_PWR | ELC_PNL_PROT_TYPE_TXT | Type
ELC_PWR | ELC_PNL_UPSTREAM_PNL_TXT | Type
ELC_PWR | ELC_PNL_VLT_V | Type
ELC_PWR | ELC_PNL_WEIGHT_KG | Type
ELC_PWR | ELC_PNL_WIDTH_MM | Type
ELC_PWR | ELC_PROPERTY_TXT | Type
ELC_PWR | ELC_PROT_TYPE_TXT | Type
ELC_PWR | ELC_PWR_ANNUAL_ENERGY_USAGE_KWH_KW | Type
ELC_PWR | ELC_PWR_CONNECTED_LOAD_KW | Type
ELC_PWR | ELC_PWR_DEMAND_FCT_KW | Type
ELC_PWR | ELC_PWR_DEMAND_KW | Type
ELC_PWR | ELC_PWR_E_CIR_LOAD_TYPE_TXT | Type
ELC_PWR | ELC_PWR_E_LOAD_PER_OUTLET_W | Type
ELC_PWR | ELC_PWR_FCT_NEW_KW | Type
ELC_PWR | ELC_PWR_GENERATOR_BACKUP_BOOL | Type
ELC_PWR | ELC_PWR_GRID_STABILITY_TXT | Type
ELC_PWR | ELC_PWR_KW | Type
ELC_PWR | ELC_PWR_OUTAGE_FREQ_TXT | Type
ELC_PWR | ELC_PWR_SURGE_PROT_REQ_BOOL | Type
ELC_PWR | ELC_PWR_TOTAL_CONNECTED_KW | Type
ELC_PWR | ELC_PWR_UPS_BACKUP_BOOL | Type
ELC_PWR | ELC_PWR_UPS_DURATION_MIN | Type
ELC_PWR | ELC_PWR_VLT_STABILIZER_REQ_BOOL | Type
ELC_PWR | ELC_PWR_VLT_VARIATION_PCT | Type
ELC_PWR | ELC_RCD_RCBO_SPECIFICATION_TXT | Type
ELC_PWR | ELC_SIMULTANEITY_FCT_NR | Type
ELC_PWR | ELC_SPARE_CAP_PCT | Type
ELC_PWR | ELC_SPARE_WAYS_NR | Type
ELC_PWR | ELC_STARTING_METHOD_TXT | Type
ELC_PWR | ELC_SURGE_PROT_DEVICE_TXT | Type
ELC_PWR | ELC_SWITCH_TYPE_CLASSIFICATION_TXT | Type
ELC_PWR | ELC_SYSTEM_FREQUENCY_HZ_TXT | Type
ELC_PWR | ELC_TST_VALUE_NR | Type
ELC_PWR | ELC_VLT_CBL_DROP_V | Type
ELC_PWR | ELC_VLT_E_DROP_PCT | Type
ELC_PWR | ELC_VLT_PRIMARY_RATING_V | Type
ELC_PWR | ELC_VLT_SECONDARY_RATING_V | Type
ELC_PWR | ELC_VOLTAGE_SYSTEM_TYPE_TXT | Type

## Data Devices
Group | Parameter Name | Binding
COM_DAT | COM_BANDWIDTH_MBPS_TXT | Type
COM_DAT | CBL_TYPE_TXT | Type
COM_DAT | COM_COM_SYSTEM_TYPE_TXT | Type
COM_DAT | COM_C_ACCURACY_PCT | Type
COM_DAT | COM_C_DEV_BACNET_INSTANCE_INT | Type
COM_DAT | COM_C_DEV_CONTROLLER_NAME_TXT | Type
COM_DAT | COM_C_DEV_TYPE_TXT | Type
COM_DAT | COM_C_MEASUREMENT_RANGE_TXT | Type
COM_DAT | COM_C_NETWORK_ADDRESS_TXT | Type
COM_DAT | COM_C_PROTOCOL_TXT | Type
COM_DAT | COM_C_PWR_SUPPLY_V | Type
COM_DAT | COM_C_SENSOR_TYPE_TXT | Type
COM_DAT | COM_C_SYSTEM_TYPE_TXT | Type
COM_DAT | COM_POE_CAPABLE_BOOL | Type
COM_DAT | COM_PORTCOUNT_INT | Type
COM_DAT | COM_RACK_SPC_RU_NR | Type
COM_DAT | COM_TECH_AI_OPTIMIZATION_TXT | Type
COM_DAT | COM_TECH_CLOUD_CONNECTIVITY_TXT | Type
COM_DAT | COM_TECH_CYBER_SECURITY_LVL_TXT | Instance
COM_DAT | COM_TECH_DAT_PRIVACY_COMPLY_TXT | Type
COM_DAT | COM_TECH_FUTURE_EXPANSION_TXT | Type
COM_DAT | COM_TECH_INTEGRATION_COMPLEXITY_TXT | Type
COM_DAT | COM_TECH_IOT_CAPABLE_BOOL | Type
COM_DAT | COM_TECH_MOBILE_APP_TXT | Type

## Doors
Group | Parameter Name | Binding
BLE_ELES | BLE_ARCHITECTURAL_ELE_TYPE_TXT | Type
BLE_ELES | BLE_CEILING_ACCESS_PNLS_INCLUDED_TXT | Type
BLE_ELES | BLE_CEILING_FINISH_TXT | Type
BLE_ELES | BLE_CEILING_GRID_SZ_MM | Type
BLE_ELES | BLE_CEILING_HEIGHT_MM | Type
BLE_ELES | BLE_CEILING_LIGHT_REFLECTANCE_PCT | Type
BLE_ELES | BLE_CEILING_NOISE_REDCTION_COEFFICIENT_NRC_NR | Type
BLE_ELES | BLE_CEILING_PLENUM_HEIGHT_MM | Type
BLE_ELES | BLE_CEILING_SYSTEM_TXT | Type
BLE_ELES | BLE_CEILING_TYPE_CLASSIFICATION_TXT | Type
BLE_ELES | BLE_COLUMN_TYP_TXT | Type
BLE_ELES | BLE_CST_PHS_TXT | Type
BLE_ELES | BLE_DESIGN_OPTION_ALTERNATIVE_TXT | Type
BLE_ELES | BLE_DOOR_ACOUSTIC_RATING_DB | Type
BLE_ELES | BLE_DOOR_CLOSER_REQUIRED_BOOL | Type
BLE_ELES | BLE_DOOR_GLAZING_PCT | Type
BLE_ELES | BLE_DOOR_HARDWARE_SPECIFICATION_TXT | Type
BLE_ELES | BLE_DOOR_HEIGHT_MM | Type
BLE_ELES | BLE_DOOR_MAT_TXT | Type
BLE_ELES | BLE_DOOR_OPERATION_TYPE_SWING_SLIDE_FOLD_ROLL_TXT | Type
BLE_ELES | BLE_DOOR_PANIC_HARDWARE_REQUIRED_BOOL | Type
BLE_ELES | BLE_DOOR_SECURITY_RATING_GRADE_TXT | Type
BLE_ELES | BLE_DOOR_WIDTH_MM | Type
BLE_ELES | BLE_ELE_AREA_SQ_M | Type
BLE_ELES | BLE_ELE_VOLUME_CU_M | Type
BLE_ELES | BLE_FACADE_CLR_TXT | Type
BLE_ELES | BLE_FACADE_FINISH_TXT | Type
BLE_ELES | BLE_FACADE_FIX_SYSTEM_TXT | Type
BLE_ELES | BLE_FACADE_INS_BOOL | Type
BLE_ELES | BLE_FACADE_PNL_SZ_TXT | Type
BLE_ELES | BLE_FACADE_TYPE_TXT | Type
BLE_ELES | BLE_FACADE_VENTILATED_TXT | Type
BLE_ELES | BLE_FINISH_ADHESIVE_WEIGHT_KG | Type
BLE_ELES | BLE_FINISH_GROUT_WEIGHT_KG | Type
BLE_ELES | BLE_FINISH_PAINT_AREA_SQ_M | Type
BLE_ELES | BLE_FINISH_PAINT_COATS_NR | Type
BLE_ELES | BLE_FINISH_PAINT_VOLUME_L | Type
BLE_ELES | BLE_FINISH_PLASTER_AREA_SQ_M | Type
BLE_ELES | BLE_FINISH_PLASTER_CEMENT_NR | Type
BLE_ELES | BLE_FINISH_PLASTER_RATIO_NR | Type
BLE_ELES | BLE_FINISH_PLASTER_SAND_CU_M | Type
BLE_ELES | BLE_FINISH_PLASTER_THICKNESS_MM | Type
BLE_ELES | BLE_FINISH_SCREED_VOLUME_CU_M | Type
BLE_ELES | BLE_FINISH_TILE_AREA_SQ_M | Type
BLE_ELES | BLE_FINISH_TILE_QUANTITY_NR | Type
BLE_ELES | BLE_FINISH_TILE_SZ_TXT | Type
BLE_ELES | BLE_FINISH_TYPE_TXT | Type
BLE_ELES | BLE_FLR_FINISH_THICKNESS_MM | Type
BLE_ELES | BLE_FLR_FINISH_TXT | Type
BLE_ELES | BLE_FLR_IMPACT_SOUND_INS_DB | Type
BLE_ELES | BLE_FLR_LD_CAP_KPA | Type
BLE_ELES | BLE_FLR_LVL_NR | Instance
BLE_ELES | BLE_FLR_MOISTURE_BARRIER_REQUIRED_BOOL | Type
BLE_ELES | BLE_FLR_PERIMETER_DETAIL_TYPE_TXT | Type
BLE_ELES | BLE_FLR_RAISED_ACCESS_FLR_TXT | Type
BLE_ELES | BLE_FLR_RAISED_FLR_HEIGHT_MM | Type
BLE_ELES | BLE_FLR_SLIP_RESISTANCE_RATING_NR | Type
BLE_ELES | BLE_FLR_STRUCTURAL_SYSTEM_TXT | Type
BLE_ELES | BLE_FLR_THICKNESS_MM | Type
BLE_ELES | BLE_FLR_TYPE_CLASSIFICATION_TXT | Type
BLE_ELES | BLE_FLR_UNDERFLR_HEATING_SYSTEM_TXT | Type
BLE_ELES | BLE_FUNCTIONAL_CLASSIFICATION_TXT | Type
BLE_ELES | BLE_LOAD_BEARING_ELE_BOOL | Type
BLE_ELES | BLE_RAMP_HANDRAIL_BOTH_SIDES_TXT | Type
BLE_ELES | BLE_RAMP_SLOPE_PCT | Type
BLE_ELES | BLE_RAMP_SURFACE_FINISH_TXT | Type
BLE_ELES | BLE_RAMP_WIDTH_MM | Type
BLE_ELES | BLE_ROOF_CLR_TXT | Type
BLE_ELES | BLE_ROOF_DOWNPPE_SZ_MM | Type
BLE_ELES | BLE_ROOF_GUTTER_SZ_MM | Type
BLE_ELES | BLE_ROOF_INS_R_VALUE_M_2K_W | Type
BLE_ELES | BLE_ROOF_OVERHANG_MM | Type
BLE_ELES | BLE_ROOF_PLM_DRN_SYSTEM_TYPE_TXT | Type
BLE_ELES | BLE_ROOF_RAINWTR_HARVESTING_INTEGRATION_BOOL | Type
BLE_ELES | BLE_ROOF_SLOPE_DEG | Type
BLE_ELES | BLE_ROOF_SOLAR_REFLECTANCE_INDEX_NR | Type
BLE_ELES | BLE_ROOF_STRUCTURE_TYPE_TXT | Type
BLE_ELES | BLE_ROOF_TYPE_TXT | Type
BLE_ELES | BLE_ROOF_WATERPROOFING_SYSTEM_TXT | Type
BLE_ELES | BLE_ROOM_NAME_TXT | Type
BLE_ELES | BLE_ROOM_NUMBER_TXT | Type
BLE_ELES | BLE_STRUCT_BEAM_SZ_TXT | Type
BLE_ELES | BLE_STRUCT_COLUMN_SZ_TXT | Type
BLE_ELES | BLE_STRUCT_CONCRETE_GRADE_TXT | Type
BLE_ELES | BLE_STRUCT_ELE_TYPE_TXT | Type
BLE_ELES | BLE_STRUCT_FOUNDATION_TYPE_TXT | Type
BLE_ELES | BLE_STRUCT_LD_CAP_KN_NR | Type
BLE_ELES | BLE_STRUCT_REINFORCEMENT_TXT | Type
BLE_ELES | BLE_STRUCT_SEISMIC_DESIGN_BOOL | Type
BLE_ELES | BLE_STRUCT_SLAB_THICKNESS_MM | Type
BLE_ELES | BLE_STRUCT_STEEL_GRADE_TXT | Type
BLE_ELES | BLE_WALL_CST_METHOD_TXT | Type
BLE_ELES | BLE_WALL_EXTERIOR_FINISH_TXT | Type
BLE_ELES | BLE_WALL_FINISH_TXT | Type
BLE_ELES | BLE_WALL_FUNCTION_TXT | Type
BLE_ELES | BLE_WALL_HEIGHT_MM | Type
BLE_ELES | BLE_WALL_INTERIOR_FINISH_TXT | Type
BLE_ELES | BLE_WALL_LENGTH_MM | Type
BLE_ELES | BLE_WALL_MOISTURE_BARRIER_INCLUDED_TXT | Type
BLE_ELES | BLE_WALL_SOUND_TRANSMISSION_CLASS_RATING_NR | Type
BLE_ELES | BLE_WALL_THERMAL_TRANSMITTANCE_U_VALUE_W_M_2K_NR | Type
BLE_ELES | BLE_WALL_THICKNESS_MM | Type
BLE_ELES | BLE_WALL_TYPE_CLASSIFICATION_TXT | Type
BLE_ELES | BLE_WINDOW_BURGLAR_BARS_REQUIRED_UGANDA_BOOL | Type
BLE_ELES | BLE_WINDOW_GLAZING_TYPE_SINGLE_DOUBLE_TRIPLE_TXT | Type
BLE_ELES | BLE_WINDOW_HEIGHT_MM | Type
BLE_ELES | BLE_WINDOW_MOSQUITO_SCREEN_INCLUDED_TXT | Type
BLE_ELES | BLE_WINDOW_OPERATION_TYPE_TXT | Type
BLE_ELES | BLE_WINDOW_SILL_HEIGHT_FROM_FLR_MM | Type
BLE_ELES | BLE_WINDOW_SOLAR_HEAT_GAIN_COEFFICIENT_NR | Type
BLE_ELES | BLE_WINDOW_TYPE_CLASSIFICATION_TXT | Type
BLE_ELES | BLE_WINDOW_U_VALUE_W_M_2K_NR | Type
BLE_ELES | BLE_WINDOW_VISIBLE_LIGHT_TRANSMITTANCE_PCT | Type
BLE_ELES | BLE_WINDOW_WIDTH_MM | Type
PER_SUST | CST_ENERGY_ANNUAL_UGX_NUM_NR | Type
PER_SUST | PERF_HUMIDITY_RANGE_PCT | Type
PER_SUST | PERF_NOISE_LVL_DB | Instance
PER_SUST | PERF_PWR_FCT_KW | Type
PER_SUST | PERF_TEMP_OPERATING_C | Type
PER_SUST | PERF_VIBRATION_LVL_NR | Instance
PER_SUST | PER_ACOUSTICS_BACKGROUND_NOISE_DB | Type
PER_SUST | PER_ACOUSTICS_IIC_RATING_TXT | Type
PER_SUST | PER_ACOUSTICS_ISOLATION_REQ_BOOL | Type
PER_SUST | PER_ACOUSTICS_REVERBERATION_TIME_SEC_NR | Type
PER_SUST | PER_ACOUSTICS_STC_RATING_TXT | Type
PER_SUST | PER_ACOUSTICS_TREATMENT_TYPE_TXT | Type
PER_SUST | PER_ENVIRONMENTAL_ALTITUDE_M | Type
PER_SUST | PER_ENVIRONMENTAL_CLIMATE_ZONE_TXT | Type
PER_SUST | PER_ENVIRONMENTAL_CORROSION_PROT_TXT | Type
PER_SUST | PER_ENVIRONMENTAL_DUST_PROT_REQ_BOOL | Type
PER_SUST | PER_ENVIRONMENTAL_HUMIDITY_DESIGN_PCT | Type
PER_SUST | PER_ENVIRONMENTAL_RAINFALL_ANNUAL_MM | Type
PER_SUST | PER_ENVIRONMENTAL_TEMP_DESIGN_C | Type
PER_SUST | PER_ENVIRONMENTAL_TERMITE_PROT_BOOL | Type
PER_SUST | PER_SUST_CARBON_FOOTPRINT_KG | Type
PER_SUST | PER_SUST_EDGE_CONTRIB_TXT | Type
PER_SUST | PER_SUST_ENERGY_RATING_TXT | Type
PER_SUST | PER_SUST_LEED_CONTRIB_TXT | Type
PER_SUST | PER_SUST_RECYCLABLE_BOOL | Type
PER_SUST | PER_SUST_RECYCLED_CONTENT_PCT | Type
PER_SUST | PER_SUST_WTR_RATING_NR | Type
PER_SUST | PER_THERM_CONDENSATION_RISK_TXT | Type
PER_SUST | PER_THERM_NATURAL_VENT_TXT | Type
PER_SUST | PER_THERM_PASSIVE_DESIGN_TXT | Type
PER_SUST | PER_THERM_R_VALUE_M2K_W | Type
PER_SUST | PER_THERM_SHADING_DEVICE_TXT | Type
PER_SUST | PER_THERM_SOLAR_ABSORPTANCE_NR | Type
PER_SUST | PER_THERM_THERMAL_MASS_KJ_M2K_KJ | Type
PER_SUST | PER_THERM_U_VALUE_W_M2K_NR | Type
RGL_CMPL | RGL_ACCESS_BRAILLE_SIGNAGE_BOOL | Type
RGL_CMPL | RGL_ACCESS_CLEAR_WIDTH_MM | Type
RGL_CMPL | RGL_ACCESS_CMPL_STD_TXT | Type
RGL_CMPL | RGL_ACCESS_HEARING_LOOP_BOOL | Type
RGL_CMPL | RGL_ACCESS_REFUGE_AREA_TXT | Type
RGL_CMPL | RGL_ACCESS_TACTILE_WARNING_TXT | Type
RGL_CMPL | RGL_ACCESS_THRESHOLD_HEIGHT_MM | Type
RGL_CMPL | RGL_ACCESS_TURNING_RADIUS_MM | Type
RGL_CMPL | RGL_KCCA_APPROVAL_REQ_BOOL | Type
RGL_CMPL | RGL_NEMA_APPROVAL_REQ_BOOL | Type
RGL_CMPL | RGL_NWSC_APPROVAL_BOOL | Type
RGL_CMPL | RGL_OCCUPANCY_CERT_REQ_BOOL | Type
RGL_CMPL | RGL_PERIODIC_INSP_FREQ_TXT | Type
RGL_CMPL | RGL_QA_APVD_VENDOR_TXT | Type
RGL_CMPL | RGL_QA_CERTIFICATION_TXT | Type
RGL_CMPL | RGL_QA_COMMISSIONING_REQ_TXT | Type
RGL_CMPL | RGL_QA_INSP_BOOL | Type
RGL_CMPL | RGL_QA_STD_COMPLY_TXT | Type
RGL_CMPL | RGL_QA_TST_REPORT_REF_TXT | Type
RGL_CMPL | RGL_STD_TXT | Type
RGL_CMPL | RGL_UMEME_APPROVAL_BOOL | Type
RGL_CMPL | RGL_UNBS_STD_REFERENCE_TXT | Type
RGL_CMPL | RGL_UNBS_STD_TXT | Type

## Duct Accessories
Group | Parameter Name | Binding
HVC_SYSTEMS | HVC_ACCESS_WHEELCHAIR_ACCESS_TXT | Type
HVC_SYSTEMS | HVC_CAP_KW | Type
HVC_SYSTEMS | HVC_CAP_TR | Type
HVC_SYSTEMS | HVC_CONTROL_TYPE_TXT | Type
HVC_SYSTEMS | HVC_COP_NR | Type
HVC_SYSTEMS | HVC_DCT_EQUIVALENT_DIAMETER_IN | Type
HVC_SYSTEMS | HVC_DCT_FLW_CFM | Type
HVC_SYSTEMS | HVC_DCT_FRC_LOSS_IN_WG_100FT_NR | Type
HVC_SYSTEMS | HVC_DCT_MAT_TXT | Type
HVC_SYSTEMS | HVC_DCT_PROPERTY_TXT | Type
HVC_SYSTEMS | HVC_DCT_PSR_PA | Type
HVC_SYSTEMS | HVC_DCT_RE_NR | Type
HVC_SYSTEMS | HVC_DCT_SOUNDLVL_DB | Type
HVC_SYSTEMS | HVC_DCT_TERMINAL_SZ_TXT | Type
HVC_SYSTEMS | HVC_DCT_TERMINAL_TYPE_SD_RG_EG_VAV_TXT | Type
HVC_SYSTEMS | HVC_DCT_VEL_MPS | Type
HVC_SYSTEMS | HVC_EFF_RATIO_NUM_NR | Type
HVC_SYSTEMS | HVC_FLA_A | Type
HVC_SYSTEMS | HVC_FLW_CFM | Type
HVC_SYSTEMS | HVC_PARAMETER_GUID_TXT | Instance
HVC_SYSTEMS | HVC_PPE_FLW_GPM | Type
HVC_SYSTEMS | HVC_PPE_HEAT_TRANSFER_BTU_HR_NR | Type
HVC_SYSTEMS | HVC_PPE_HED_LOSS_FT | Type
HVC_SYSTEMS | HVC_PPE_PSR_PA | Type
HVC_SYSTEMS | HVC_PPE_TEMP_C | Type
HVC_SYSTEMS | HVC_PPE_VEL_MPS | Type
HVC_SYSTEMS | HVC_PWR_KW | Type
HVC_SYSTEMS | HVC_REFRIGERANT_TXT | Type
HVC_SYSTEMS | HVC_STAIR_BALUSTRADE_TYPE_TXT | Type
HVC_SYSTEMS | HVC_STAIR_GOING_MM | Type
HVC_SYSTEMS | HVC_STAIR_HANDRAIL_HEIGHT_MM | Type
HVC_SYSTEMS | HVC_STAIR_HANDRAIL_MAT_TXT | Type
HVC_SYSTEMS | HVC_STAIR_MAT_TXT | Type
HVC_SYSTEMS | HVC_STAIR_NOSING_TYPE_TXT | Type
HVC_SYSTEMS | HVC_STAIR_RISE_MM | Type
HVC_SYSTEMS | HVC_STAIR_TREAD_FINISH_TXT | Type
HVC_SYSTEMS | HVC_STAIR_TYPE_TXT | Type
HVC_SYSTEMS | HVC_STAIR_WIDTH_MM | Type
HVC_SYSTEMS | HVC_SYSTEM_AIR_FILTER_TYPE_RATING_TXT | Type
HVC_SYSTEMS | HVC_SYSTEM_ASHRAE_CMPL_NR | Type
HVC_SYSTEMS | HVC_SYSTEM_CAP_KW | Type
HVC_SYSTEMS | HVC_SYSTEM_EFF_RATIO_TXT | Type
HVC_SYSTEMS | HVC_SYSTEM_MEP_TYPE_TXT | Type
HVC_SYSTEMS | HVC_SYSTEM_LOAD_CALCULATION_CHECK_NR | Type
HVC_SYSTEMS | HVC_SYSTEM_OPERATING_VLT_V | Type
HVC_SYSTEMS | HVC_SYSTEM_PSR_PA | Type
HVC_SYSTEMS | HVC_SYSTEM_PWR_KW | Type
HVC_SYSTEMS | HVC_SYSTEM_REFRIGERANT_TYPE_TXT | Type
HVC_SYSTEMS | HVC_THERM_AIR_TIGHTNESS_M3_HM2_NR | Type
HVC_SYSTEMS | MEP_TYPE_TXT | Type
HVC_SYSTEMS | HVC_VEL_MPS | Type
HVC_SYSTEMS | HVC_VLT_V | Type

## Duct Fittings
Group | Parameter Name | Binding
HVC_SYSTEMS | HVC_ACCESS_WHEELCHAIR_ACCESS_TXT | Type
HVC_SYSTEMS | HVC_CAP_KW | Type
HVC_SYSTEMS | HVC_CAP_TR | Type
HVC_SYSTEMS | HVC_CONTROL_TYPE_TXT | Type
HVC_SYSTEMS | HVC_COP_NR | Type
HVC_SYSTEMS | HVC_DCT_EQUIVALENT_DIAMETER_IN | Type
HVC_SYSTEMS | HVC_DCT_FLW_CFM | Type
HVC_SYSTEMS | HVC_DCT_FRC_LOSS_IN_WG_100FT_NR | Type
HVC_SYSTEMS | HVC_DCT_MAT_TXT | Type
HVC_SYSTEMS | HVC_DCT_PROPERTY_TXT | Type
HVC_SYSTEMS | HVC_DCT_PSR_PA | Type
HVC_SYSTEMS | HVC_DCT_RE_NR | Type
HVC_SYSTEMS | HVC_DCT_SOUNDLVL_DB | Type
HVC_SYSTEMS | HVC_DCT_TERMINAL_SZ_TXT | Type
HVC_SYSTEMS | HVC_DCT_TERMINAL_TYPE_SD_RG_EG_VAV_TXT | Type
HVC_SYSTEMS | HVC_DCT_VEL_MPS | Type
HVC_SYSTEMS | HVC_EFF_RATIO_NUM_NR | Type
HVC_SYSTEMS | HVC_FLA_A | Type
HVC_SYSTEMS | HVC_FLW_CFM | Type
HVC_SYSTEMS | HVC_PARAMETER_GUID_TXT | Instance
HVC_SYSTEMS | HVC_PPE_FLW_GPM | Type
HVC_SYSTEMS | HVC_PPE_HEAT_TRANSFER_BTU_HR_NR | Type
HVC_SYSTEMS | HVC_PPE_HED_LOSS_FT | Type
HVC_SYSTEMS | HVC_PPE_PSR_PA | Type
HVC_SYSTEMS | HVC_PPE_TEMP_C | Type
HVC_SYSTEMS | HVC_PPE_VEL_MPS | Type
HVC_SYSTEMS | HVC_PWR_KW | Type
HVC_SYSTEMS | HVC_REFRIGERANT_TXT | Type
HVC_SYSTEMS | HVC_STAIR_BALUSTRADE_TYPE_TXT | Type
HVC_SYSTEMS | HVC_STAIR_GOING_MM | Type
HVC_SYSTEMS | HVC_STAIR_HANDRAIL_HEIGHT_MM | Type
HVC_SYSTEMS | HVC_STAIR_HANDRAIL_MAT_TXT | Type
HVC_SYSTEMS | HVC_STAIR_MAT_TXT | Type
HVC_SYSTEMS | HVC_STAIR_NOSING_TYPE_TXT | Type
HVC_SYSTEMS | HVC_STAIR_RISE_MM | Type
HVC_SYSTEMS | HVC_STAIR_TREAD_FINISH_TXT | Type
HVC_SYSTEMS | HVC_STAIR_TYPE_TXT | Type
HVC_SYSTEMS | HVC_STAIR_WIDTH_MM | Type
HVC_SYSTEMS | HVC_SYSTEM_AIR_FILTER_TYPE_RATING_TXT | Type
HVC_SYSTEMS | HVC_SYSTEM_ASHRAE_CMPL_NR | Type
HVC_SYSTEMS | HVC_SYSTEM_CAP_KW | Type
HVC_SYSTEMS | HVC_SYSTEM_EFF_RATIO_TXT | Type
HVC_SYSTEMS | HVC_SYSTEM_MEP_TYPE_TXT | Type
HVC_SYSTEMS | HVC_SYSTEM_LOAD_CALCULATION_CHECK_NR | Type
HVC_SYSTEMS | HVC_SYSTEM_OPERATING_VLT_V | Type
HVC_SYSTEMS | HVC_SYSTEM_PSR_PA | Type
HVC_SYSTEMS | HVC_SYSTEM_PWR_KW | Type
HVC_SYSTEMS | HVC_SYSTEM_REFRIGERANT_TYPE_TXT | Type
HVC_SYSTEMS | HVC_THERM_AIR_TIGHTNESS_M3_HM2_NR | Type
HVC_SYSTEMS | MEP_TYPE_TXT | Type
HVC_SYSTEMS | HVC_VEL_MPS | Type
HVC_SYSTEMS | HVC_VLT_V | Type

## Electrical Equipment
Group | Parameter Name | Binding
ASS_MNG | ASS_CAT_TXT | Type
ASS_MNG | ASS_CRITICALITY_RATING_NR | Type
ASS_MNG | ASS_CRITICAL_SPARE_PARTS_REQUIRED_BOOL | Type
ASS_MNG | ASS_CST_ANNUAL_MAINTENANCE_UGX_NR | Type
ASS_MNG | ASS_CST_INSTALLUGXNUM_UGX_NR | Type
ASS_MNG | ASS_CST_LIFECYCLEUGXNUM_UGX_NR | Type
ASS_MNG | ASS_CST_QUANTITYNUM_UGX_NR | Type
ASS_MNG | ASS_CST_TOTALUGXNUM_UGX_NR | Type
ASS_MNG | ASS_CST_UNT_PRCUGXNUM_UGX_NR | Type
ASS_MNG | ASS_DEPARTMENT_ASSIGNMENT_TXT | Type
ASS_MNG | ASS_DESIGN_LTG_LVL_LUX_NR | Instance
ASS_MNG | ASS_DESIGN_OCCUPANCY_INT | Type
ASS_MNG | ASS_ELE_COMMENTS_TXT | Type
ASS_MNG | ASS_ELE_DESCRIPTION_TXT | Type
ASS_MNG | ASS_ELE_ID_TXT | Instance
ASS_MNG | ASS_ELE_INST_DATE_TXT | Type
ASS_MNG | ASS_ELE_LOC_TXT | Type
ASS_MNG | ASS_ELE_MANUFACTURER_TXT | Type
ASS_MNG | ASS_ELE_MODELBER_TXT | Type
ASS_MNG | ASS_ELE_SERIALBER_TXT | Type
ASS_MNG | ASS_ELE_STATUS_TXT | Type
ASS_MNG | ASS_ELE_TAG_TXT | Type
ASS_MNG | ASS_ELE_WARRANTY_PERIOD_TXT | Type
ASS_MNG | ASS_EQUIPMENT_TAG_TXT | Type
ASS_MNG | ASS_EXPECTED_ANNUAL_DOWNTIME_HOURS_HRS | Type
ASS_MNG | ASS_EXPECTED_LIFE_YEARS_YRS | Type
ASS_MNG | ASS_HVC_SYSTEM_TYPE_TXT | Type
ASS_MNG | ASS_IP_RATING_TXT | Type
ASS_MNG | ASS_LOCAL_SERVICE_AVAILABLE_TXT | Type
ASS_MNG | ASS_MAINTENANCE_ACCESS_METHOD_TXT | Type
ASS_MNG | ASS_MAINTENANCE_FREQUENCY_MONTHS | Type
ASS_MNG | ASS_MAINTENANCE_SCHEDULE_TXT | Type
ASS_MNG | ASS_NUMBER_OF_DAT_OUTLETS_INT | Type
ASS_MNG | ASS_NUMBER_OF_PWR_OUTLETS_INT | Type
ASS_MNG | ASS_OANDM_MANUALS_PROVIDED_TXT | Type
ASS_MNG | ASS_OPERATOR_TRAINING_REQUIRED_BOOL | Type
ASS_MNG | ASS_PART_NUMBER_TXT | Type
ASS_MNG | ASS_PMT_CNT_CONTRACTOR_TXT | Type
ASS_MNG | ASS_PMT_COD_APP_TXT | Type
ASS_MNG | ASS_PMT_COD_INSPECTOR_NAME_TXT | Type
ASS_MNG | ASS_PMT_COD_NEXT_INSP_DATE_TXT | Type
ASS_MNG | ASS_PMT_COD_SECTION_TXT | Type
ASS_MNG | ASS_PMT_COD_STD_TXT | Type
ASS_MNG | ASS_PMT_COD_SYSTEM_COMPONENT_TXT | Type
ASS_MNG | ASS_PMT_CST_LABOUR_CST_UGX_NR | Type
ASS_MNG | ASS_PMT_CST_MAT_CST_UGX_NR | Type
ASS_MNG | ASS_PMT_CST_TOTAL_CST_UGX_NR | Type
ASS_MNG | ASS_PMT_CST_UNIT_CST_UGX_NR | Type
ASS_MNG | ASS_PMT_CST_UNIT_PRICE_UGX_NR | Type
ASS_MNG | ASS_PMT_CST_UNIT_RATE_UGX_NR | Type
ASS_MNG | ASS_PMT_INST_METHOD_TXT | Type
ASS_MNG | ASS_PMT_INV_ON_SITE_NR | Type
ASS_MNG | ASS_PMT_INV_REM_NR | Type
ASS_MNG | ASS_PMT_INV_REORD_LVL_NR | Instance
ASS_MNG | ASS_PMT_INV_UNIT_TXT | Type
ASS_MNG | ASS_PMT_INV_USD_NR | Type
ASS_MNG | ASS_PMT_LOG_LEAD_TIME_DAYS | Type
ASS_MNG | ASS_PMT_PAY_INVOICE_TXT | Type
ASS_MNG | ASS_PMT_PRO_DELIVERY_DATE_TXT | Type
ASS_MNG | ASS_PMT_PRO_PO_NR_TXT | Type
ASS_MNG | ASS_PMT_PRO_SUPPLIER_TXT | Type
ASS_MNG | ASS_PMT_QA_APVD_BY_TXT | Type
ASS_MNG | ASS_PMT_QA_BATCH_NR_TXT | Type
ASS_MNG | ASS_PMT_QA_CERTIFICATE_NR_TXT | Type
ASS_MNG | ASS_PMT_QA_INSP_DATE_TXT | Type
ASS_MNG | ASS_PMT_QA_TST_RESULT_TXT | Type
ASS_MNG | ASS_PMT_QTY_DELIVERED_NR | Type
ASS_MNG | ASS_PMT_QTY_ORDERED_NR | Type
ASS_MNG | ASS_PMT_QTY_VARIANCE_NR | Type
ASS_MNG | ASS_PMT_SCH_COMPLETION_PCT | Type
ASS_MNG | ASS_PMT_SCH_END_ACTUAL_TXT | Type
ASS_MNG | ASS_PMT_SCH_END_PLANNED_TXT | Type
ASS_MNG | ASS_PMT_SCH_PHS_TXT | Type
ASS_MNG | ASS_PMT_SCH_START_ACTUAL_TXT | Type
ASS_MNG | ASS_PMT_SCH_START_PLANNED_TXT | Type
ASS_MNG | ASS_PMT_SUP_CONTACT_TXT | Type
ASS_MNG | ASS_PREDICTIVE_MAINTENANCE_CAPABLE_BOOL | Type
ASS_MNG | ASS_PRODCT_COD_TXT | Type
ASS_MNG | ASS_REMOTE_MONITORING_CAPABLE_BOOL | Type
ASS_MNG | ASS_ROOM_AREA_SQ_M | Type
ASS_MNG | ASS_ROOM_FUNCTION_USE_TXT | Type
ASS_MNG | ASS_ROOM_NAME_TXT | Type
ASS_MNG | ASS_ROOM_NUMBER_TXT | Type
ASS_MNG | ASS_ROOM_VOLUME_CU_M | Type
ASS_MNG | ASS_SKIRTING_TYPE_TXT | Type
ASS_MNG | ASS_WARRANTY_EXPIRATION_DATE_TXT | Type
COM_DAT | COM_BANDWIDTH_MBPS_TXT | Type
COM_DAT | CBL_TYPE_TXT | Type
COM_DAT | COM_COM_SYSTEM_TYPE_TXT | Type
COM_DAT | COM_C_ACCURACY_PCT | Type
COM_DAT | COM_C_DEV_BACNET_INSTANCE_INT | Type
COM_DAT | COM_C_DEV_CONTROLLER_NAME_TXT | Type
COM_DAT | COM_C_DEV_TYPE_TXT | Type
COM_DAT | COM_C_MEASUREMENT_RANGE_TXT | Type
COM_DAT | COM_C_NETWORK_ADDRESS_TXT | Type
COM_DAT | COM_C_PROTOCOL_TXT | Type
COM_DAT | COM_C_PWR_SUPPLY_V | Type
COM_DAT | COM_C_SENSOR_TYPE_TXT | Type
COM_DAT | COM_C_SYSTEM_TYPE_TXT | Type
COM_DAT | COM_POE_CAPABLE_BOOL | Type
COM_DAT | COM_PORTCOUNT_INT | Type
COM_DAT | COM_RACK_SPC_RU_NR | Type
COM_DAT | COM_TECH_AI_OPTIMIZATION_TXT | Type
COM_DAT | COM_TECH_CLOUD_CONNECTIVITY_TXT | Type
COM_DAT | COM_TECH_CYBER_SECURITY_LVL_TXT | Instance
COM_DAT | COM_TECH_DAT_PRIVACY_COMPLY_TXT | Type
COM_DAT | COM_TECH_FUTURE_EXPANSION_TXT | Type
COM_DAT | COM_TECH_INTEGRATION_COMPLEXITY_TXT | Type
COM_DAT | COM_TECH_IOT_CAPABLE_BOOL | Type
COM_DAT | COM_TECH_MOBILE_APP_TXT | Type
ELC_PWR | ELC_CBL_AMPACITY_A | Type
ELC_PWR | ELC_CBL_COND_SZ_SQ_MM | Type
ELC_PWR | ELC_CBL_CRS_NR | Type
ELC_PWR | ELC_CBL_DERATING_FCT_NR | Type
ELC_PWR | ELC_CBL_DESTINATION_TO_TXT | Type
ELC_PWR | ELC_CBL_INSTALL_METHOD_TXT | Type
ELC_PWR | ELC_CBL_INS_TYPE_TXT | Type
ELC_PWR | ELC_CBL_LENGTH_M | Type
ELC_PWR | ELC_CBL_NR_TXT | Type
ELC_PWR | ELC_CBL_NUM_OF_CORES_NR | Type
ELC_PWR | ELC_CBL_RECOMMENDED_SZ_MM | Type
ELC_PWR | ELC_CBL_SOURCE_FROM_TXT | Type
ELC_PWR | ELC_CBL_SZ_MM | Type
ELC_PWR | ELC_CBL_SZ_PER_CORE_MM | Type
ELC_PWR | ELC_CBL_SZ_PER_CORE_MM2_M | Type
ELC_PWR | ELC_CBL_SZ_SQ_MM | Type
ELC_PWR | ELC_CBL_TECH_WIRELESS_PROTOCOL_TXT | Type
ELC_PWR | ELC_CBL_TEMP_RATING_DEG | Type
ELC_PWR | ELC_CBL_TOTAL_WEIGHT_KG | Type
ELC_PWR | ELC_CBL_TRAY_SZ_TXT | Type
ELC_PWR | ELC_CBL_TRAY_TYPE_TXT | Type
ELC_PWR | ELC_CBL_TRIP_CURVE_TXT | Type
ELC_PWR | ELC_CBL_TYPE_SPECIFICATION_NR_001 | Type
ELC_PWR | ELC_CBL_TYPE_SPECIFICATION_TXT | Type
ELC_PWR | CBL_TYPE_TXT | Type
ELC_PWR | ELC_CBL_UNIT_WEIGHT_KG_M | Type
ELC_PWR | ELC_CONDUIT_SZ_MM | Type
ELC_PWR | ELC_CONDUIT_TYPE_TXT | Type
ELC_PWR | ELC_CONTROL_TYPE_TXT | Type
ELC_PWR | ELC_CUR_ARMOR_TYPE_SWA_UNARMORED_TXT | Type
ELC_PWR | ELC_CUR_BLE_AREA_SERVED_TXT | Type
ELC_PWR | ELC_CUR_BUSBAR_RATING_NUM_A | Type
ELC_PWR | ELC_CUR_CBL_EFF_AMP_A | Type
ELC_PWR | ELC_CUR_PROT_RATING_A | Type
ELC_PWR | ELC_DAILY_OPERATING_HOURS_TXT | Type
ELC_PWR | ELC_DIV_FCT_NR | Type
ELC_PWR | ELC_DOOR_TYPE_CLASSIFICATION_TXT | Type
ELC_PWR | ELC_EARTH_RESISTANCE_OHM | Type
ELC_PWR | ELC_EFF_PCT | Type
ELC_PWR | ELC_EMRG_SUPPLY_REQUIRED_BOOL | Type
ELC_PWR | ELC_ENERGY_EFFICIENT_BOOL | Type
ELC_PWR | ELC_EQUIPMENT_TYPE_TXT | Type
ELC_PWR | ELC_EQUIP_SECTION_TXT | Type
ELC_PWR | ELC_EQUIP_SUBSECTION_TXT | Type
ELC_PWR | ELC_FAULT_RATING_KA | Type
ELC_PWR | ELC_FDR_SZ_SQ_MM | Type
ELC_PWR | ELC_FLS_RATING_CLASSIFICATION_TXT | Type
ELC_PWR | ELC_FLS_RATING_MINUTES_MIN | Type
ELC_PWR | ELC_GANG_CONFIGURATION_TXT | Type
ELC_PWR | ELC_GFCI_PROT_REQUIRED_BOOL | Type
ELC_PWR | ELC_GRND_SYSTEM_TYPE_TXT | Type
ELC_PWR | ELC_GRND_TYPE_TXT | Type
ELC_PWR | ELC_INGRESS_PROT_RATING_TXT | Type
ELC_PWR | ELC_INST_METHOD_TXT | Type
ELC_PWR | ELC_MAINTENANCE_DUE_BOOL | Type
ELC_PWR | ELC_MAINTENANCE_INTERVAL_MONTHS_INT | Type
ELC_PWR | ELC_MNT_CONFIGURATION_TXT | Type
ELC_PWR | MNT_HGT_MM | Type
ELC_PWR | ELC_OUTLET_CONFIG_TXT | Type
ELC_PWR | ELC_OUTLET_TYPE_CLASSIFICATION_TXT | Type
ELC_PWR | ELC_PIN_CONFIGURATION_TXT | Type
ELC_PWR | ELC_PNL_BUSBAR_RATING_A | Type
ELC_PWR | ELC_PNL_CALCULATED_CUR_A | Type
ELC_PWR | ELC_PNL_CKT_SOURCE_NAME_TXT | Type
ELC_PWR | ELC_PNL_CLASSIFICATION_TXT | Type
ELC_PWR | ELC_PNL_CONNECTED_LOAD_KW | Type
ELC_PWR | ELC_PNL_DEPTH_MM | Type
ELC_PWR | ELC_PNL_DESIGNATION_NAME_TXT | Type
ELC_PWR | ELC_PNL_FED_FROM_PNL_TXT | Type
ELC_PWR | ELC_PNL_GRND_TYPE_TXT | Type
ELC_PWR | ELC_PNL_HEIGHT_MM | Type
ELC_PWR | ELC_PNL_LOADING_PCT | Type
ELC_PWR | ELC_PNL_MAIN_BRK_A | Type
ELC_PWR | ELC_PNL_MAIN_RATING_A | Type
ELC_PWR | ELC_PNL_METERED_PNL_TXT | Type
ELC_PWR | ELC_PNL_NAME_TXT | Type
ELC_PWR | ELC_PNL_NUM_OF_WAYS_NR | Type
ELC_PWR | ELC_PNL_PHS_COUNT_NR | Type
ELC_PWR | ELC_PNL_PROT_TYPE_TXT | Type
ELC_PWR | ELC_PNL_UPSTREAM_PNL_TXT | Type
ELC_PWR | ELC_PNL_VLT_V | Type
ELC_PWR | ELC_PNL_WEIGHT_KG | Type
ELC_PWR | ELC_PNL_WIDTH_MM | Type
ELC_PWR | ELC_PROPERTY_TXT | Type
ELC_PWR | ELC_PROT_TYPE_TXT | Type
ELC_PWR | ELC_PWR_ANNUAL_ENERGY_USAGE_KWH_KW | Type
ELC_PWR | ELC_PWR_CONNECTED_LOAD_KW | Type
ELC_PWR | ELC_PWR_DEMAND_FCT_KW | Type
ELC_PWR | ELC_PWR_DEMAND_KW | Type
ELC_PWR | ELC_PWR_E_CIR_LOAD_TYPE_TXT | Type
ELC_PWR | ELC_PWR_E_LOAD_PER_OUTLET_W | Type
ELC_PWR | ELC_PWR_FCT_NEW_KW | Type
ELC_PWR | ELC_PWR_GENERATOR_BACKUP_BOOL | Type
ELC_PWR | ELC_PWR_GRID_STABILITY_TXT | Type
ELC_PWR | ELC_PWR_KW | Type
ELC_PWR | ELC_PWR_OUTAGE_FREQ_TXT | Type
ELC_PWR | ELC_PWR_SURGE_PROT_REQ_BOOL | Type
ELC_PWR | ELC_PWR_TOTAL_CONNECTED_KW | Type
ELC_PWR | ELC_PWR_UPS_BACKUP_BOOL | Type
ELC_PWR | ELC_PWR_UPS_DURATION_MIN | Type
ELC_PWR | ELC_PWR_VLT_STABILIZER_REQ_BOOL | Type
ELC_PWR | ELC_PWR_VLT_VARIATION_PCT | Type
ELC_PWR | ELC_RCD_RCBO_SPECIFICATION_TXT | Type
ELC_PWR | ELC_SIMULTANEITY_FCT_NR | Type
ELC_PWR | ELC_SPARE_CAP_PCT | Type
ELC_PWR | ELC_SPARE_WAYS_NR | Type
ELC_PWR | ELC_STARTING_METHOD_TXT | Type
ELC_PWR | ELC_SURGE_PROT_DEVICE_TXT | Type
ELC_PWR | ELC_SWITCH_TYPE_CLASSIFICATION_TXT | Type
ELC_PWR | ELC_SYSTEM_FREQUENCY_HZ_TXT | Type
ELC_PWR | ELC_TST_VALUE_NR | Type
ELC_PWR | ELC_VLT_CBL_DROP_V | Type
ELC_PWR | ELC_VLT_E_DROP_PCT | Type
ELC_PWR | ELC_VLT_PRIMARY_RATING_V | Type
ELC_PWR | ELC_VLT_SECONDARY_RATING_V | Type
ELC_PWR | ELC_VOLTAGE_SYSTEM_TYPE_TXT | Type
INST_CST | CST_ACCESS_CHALLENGES_TXT | Type
INST_CST | CST_DELIVERY_LEAD_TIME_DAYS | Type
INST_CST | CST_FIX_BALLAST_FCT_NR | Type
INST_CST | CST_FIX_BEAM_ANGLE_DEG | Type
INST_CST | CST_FIX_CAT_NUM_NR | Type
INST_CST | CST_FIX_CONTROL_TYPE_TXT | Type
INST_CST | CST_FIX_CRI_NR | Type
INST_CST | CST_FIX_DIMMING_TYPE_TXT | Type
INST_CST | CST_FIX_LUMEN_OUTPUT_LM | Type
INST_CST | CST_FIX_TOTAL_WATTAGE_W | Type
INST_CST | CST_IMPORT_REQUIRED_BOOL | Type
INST_CST | CST_INST_ACCESS_REQ_TXT | Type
INST_CST | CST_INST_CLEARANCE_MM | Type
INST_CST | CST_INST_METHOD_TXT | Type
INST_CST | CST_INST_SEISMIC_BOOL | Type
INST_CST | CST_INST_SPT_TYPE_TXT | Type
INST_CST | CST_INST_VIBRATION_ISOLATION_TXT | Type
INST_CST | CST_LOCAL_MAT_BOOL | Type
INST_CST | CST_PROT_AIR_TERMINAL_HEIGHT_IN | Type
INST_CST | CST_PROT_AIR_TERMINAL_TYPE_TXT | Type
INST_CST | CST_PROT_BOND_TYPE_TXT | Type
INST_CST | CST_PROT_COND_SZ_AWG_NR | Type
INST_CST | CST_PROT_COND_TYPE_TXT | Type
INST_CST | CST_PROT_DESIGN_STD_TXT | Type
INST_CST | CST_PROT_DOWN_COND_COUNT_NR | Type
INST_CST | CST_PROT_GROUND_RESISTANCE_OHM | Type
INST_CST | CST_PROT_GROUND_ROD_DIAMETER_IN | Type
INST_CST | CST_PROT_GROUND_ROD_LENGTH_FT | Type
INST_CST | CST_PROT_GROUND_ROD_TYPE_TXT | Type
INST_CST | CST_PROT_HEIGHT_ABOVE_GRADE_FT | Type
INST_CST | CST_PROT_RADIUS_FT | Type
INST_CST | CST_SKILLED_LABOR_REQ_TXT | Type
INST_CST | CST_SPECIAL_EQUIPMENT_TXT | Type
INST_CST | CST_STORAGE_REQ_TXT | Type
INST_CST | CST_SUP_ALTERNATIVE_SUPPLIERS_TXT | Type
INST_CST | CST_SUP_COUNTRY_OF_ORIGIN_INT | Type
INST_CST | CST_SUP_CUSTOMS_CLEARANCE_DAYS | Type
INST_CST | CST_SUP_LOCAL_SUPPLIER_TXT | Type
INST_CST | CST_SUP_PAYMENT_TERMS_TXT | Type
INST_CST | CST_SUP_PREFERRED_SUPPLIER_TXT | Type
INST_CST | CST_SUP_PROCUREMENT_LEAD_TIME_DAYS | Type
INST_CST | CST_SUP_QUALITY_INSP_REQ_BOOL | Type
INST_CST | CST_SUP_SHIPPING_METHOD_TXT | Type
INST_CST | CST_S_CON_ADMIXTURE_TXT | Type
INST_CST | CST_S_CON_AGGREGATE_VOLUME_CU_M | Type
INST_CST | CST_S_CON_CEMENT_BAGS_NR | Type
INST_CST | CST_S_CON_CST_TOTAL_UGX_NR | Type
INST_CST | CST_S_CON_CURING_DAYS_NR | Type
INST_CST | CST_S_CON_FORMWORK_AREA_SQ_M | Type
INST_CST | CST_S_CON_GRADE_TXT | Type
INST_CST | CST_S_CON_MIX_RATIO_TXT | Type
INST_CST | CST_S_CON_POUR_SEQUENCE_TXT | Type
INST_CST | CST_S_CON_SAND_VOLUME_CU_M | Type
INST_CST | CST_S_CON_SLUMP_MM | Type
INST_CST | CST_S_CON_STRENGTH_MPA | Type
INST_CST | CST_S_CON_TYPE_TXT | Type
INST_CST | CST_S_CON_VOLUME_CU_M | Type
INST_CST | CST_S_CON_VOLUME_WASTAGE_CU_M | Type
INST_CST | CST_S_CON_WTR_VOLUME_L | Type
INST_CST | CST_S_EAR_BACKFILL_VOLUME_CU_M | Type
INST_CST | CST_S_EAR_BLINDING_VOLUME_CU_M | Type
INST_CST | CST_S_EAR_COMPACTION_NR | Type
INST_CST | CST_S_EAR_EXCAVATION_DEPTH_M | Type
INST_CST | CST_S_EAR_EXCAVATION_METHOD_TXT | Type
INST_CST | CST_S_EAR_EXCAVATION_VOLUME_CU_M | Type
INST_CST | CST_S_EAR_FILL_MAT_TXT | Type
INST_CST | CST_S_EAR_GEOTEXTILE_AREA_SQ_M | Type
INST_CST | CST_S_EAR_HARDCORE_THICKNESS_MM | Type
INST_CST | CST_S_EAR_HARDCORE_VOLUME_CU_M | Type
INST_CST | CST_S_EAR_SOIL_TYPE_TXT | Type
INST_CST | CST_S_FRM_BEAM_AREA_SQ_M | Type
INST_CST | CST_S_FRM_COLUMN_AREA_SQ_M | Type
INST_CST | CST_S_FRM_CST_TOTAL_UGX_NR | Type
INST_CST | CST_S_FRM_PLYWOOD_SHEETS_NR | Type
INST_CST | CST_S_FRM_PROPS_QUANTITY_NR | Type
INST_CST | CST_S_FRM_RELEASE_AGENT_L | Type
INST_CST | CST_S_FRM_REUSE_CYCLES_NR | Type
INST_CST | CST_S_FRM_SLAB_AREA_SQ_M | Type
INST_CST | CST_S_FRM_STRIPPING_TIME_DAYS | Type
INST_CST | CST_S_FRM_TIMBER_VOLUME_CU_M | Type
INST_CST | CST_S_FRM_TYPE_TXT | Type
INST_CST | CST_S_MAS_BRICK_QUANTITY_NR | Type
INST_CST | CST_S_MAS_BRICK_STRENGTH_TXT | Type
INST_CST | CST_S_MAS_BRICK_TYPE_TXT | Type
INST_CST | CST_S_MAS_BRICK_WASTAGE_NR | Type
INST_CST | CST_S_MAS_CEMENT_BAGS_NR | Type
INST_CST | CST_S_MAS_CST_TOTAL_UGX_NR | Type
INST_CST | CST_S_MAS_MORTAR_RATIO_TXT | Type
INST_CST | CST_S_MAS_MORTAR_TYPE_TXT | Type
INST_CST | CST_S_MAS_MORTAR_VOLUME_CU_M | Type
INST_CST | CST_S_MAS_NET_AREA_SQ_M | Type
INST_CST | CST_S_MAS_OPENING_AREA_SQ_M | Type
INST_CST | CST_S_MAS_SAND_VOLUME_CU_M | Type
INST_CST | CST_S_MAS_WALL_AREA_SQ_M | Type
INST_CST | CST_S_MAS_WALL_THICKNESS_MM | Type
INST_CST | CST_S_MAS_WASTAGE_FCT_PCT | Type
INST_CST | CST_S_REI_COVER_MM | Type
INST_CST | CST_S_REI_CST_TOTAL_UGX_NR | Type
INST_CST | CST_S_REI_DIAMETER_MM | Type
INST_CST | CST_S_REI_GRADE_TXT | Type
INST_CST | CST_S_REI_LENGTH_M | Type
INST_CST | CST_S_REI_MARK_PREFIX_TXT | Type
INST_CST | CST_S_REI_OVERLAP_LENGTH_MM | Type
INST_CST | CST_S_REI_SCHEDULE_REF_TXT | Type
INST_CST | CST_S_REI_SPACING_MM | Type
INST_CST | CST_S_REI_TYPE_TXT | Type
INST_CST | CST_S_REI_WEIGHT_KG | Type
INST_CST | CST_S_REI_WEIGHT_WASTAGE_KG | Type
INST_CST | CST_S_REI_WIRE_WEIGHT_KG | Type
LTG_CONTROLS | CST_FIX_EMRG_CAPABLE_BOOL | Type

## Electrical Fixtures
Group | Parameter Name | Binding
ELC_PWR | ELC_CBL_AMPACITY_A | Type
ELC_PWR | ELC_CBL_COND_SZ_SQ_MM | Type
ELC_PWR | ELC_CBL_CRS_NR | Type
ELC_PWR | ELC_CBL_DERATING_FCT_NR | Type
ELC_PWR | ELC_CBL_DESTINATION_TO_TXT | Type
ELC_PWR | ELC_CBL_INSTALL_METHOD_TXT | Type
ELC_PWR | ELC_CBL_INS_TYPE_TXT | Type
ELC_PWR | ELC_CBL_LENGTH_M | Type
ELC_PWR | ELC_CBL_NR_TXT | Type
ELC_PWR | ELC_CBL_NUM_OF_CORES_NR | Type
ELC_PWR | ELC_CBL_RECOMMENDED_SZ_MM | Type
ELC_PWR | ELC_CBL_SOURCE_FROM_TXT | Type
ELC_PWR | ELC_CBL_SZ_MM | Type
ELC_PWR | ELC_CBL_SZ_PER_CORE_MM | Type
ELC_PWR | ELC_CBL_SZ_PER_CORE_MM2_M | Type
ELC_PWR | ELC_CBL_SZ_SQ_MM | Type
ELC_PWR | ELC_CBL_TECH_WIRELESS_PROTOCOL_TXT | Type
ELC_PWR | ELC_CBL_TEMP_RATING_DEG | Type
ELC_PWR | ELC_CBL_TOTAL_WEIGHT_KG | Type
ELC_PWR | ELC_CBL_TRAY_SZ_TXT | Type
ELC_PWR | ELC_CBL_TRAY_TYPE_TXT | Type
ELC_PWR | ELC_CBL_TRIP_CURVE_TXT | Type
ELC_PWR | ELC_CBL_TYPE_SPECIFICATION_NR_001 | Type
ELC_PWR | ELC_CBL_TYPE_SPECIFICATION_TXT | Type
ELC_PWR | CBL_TYPE_TXT | Type
ELC_PWR | ELC_CBL_UNIT_WEIGHT_KG_M | Type
ELC_PWR | ELC_CONDUIT_SZ_MM | Type
ELC_PWR | ELC_CONDUIT_TYPE_TXT | Type
ELC_PWR | ELC_CONTROL_TYPE_TXT | Type
ELC_PWR | ELC_CUR_ARMOR_TYPE_SWA_UNARMORED_TXT | Type
ELC_PWR | ELC_CUR_BLE_AREA_SERVED_TXT | Type
ELC_PWR | ELC_CUR_BUSBAR_RATING_NUM_A | Type
ELC_PWR | ELC_CUR_CBL_EFF_AMP_A | Type
ELC_PWR | ELC_CUR_PROT_RATING_A | Type
ELC_PWR | ELC_DAILY_OPERATING_HOURS_TXT | Type
ELC_PWR | ELC_DIV_FCT_NR | Type
ELC_PWR | ELC_DOOR_TYPE_CLASSIFICATION_TXT | Type
ELC_PWR | ELC_EARTH_RESISTANCE_OHM | Type
ELC_PWR | ELC_EFF_PCT | Type
ELC_PWR | ELC_EMRG_SUPPLY_REQUIRED_BOOL | Type
ELC_PWR | ELC_ENERGY_EFFICIENT_BOOL | Type
ELC_PWR | ELC_EQUIPMENT_TYPE_TXT | Type
ELC_PWR | ELC_EQUIP_SECTION_TXT | Type
ELC_PWR | ELC_EQUIP_SUBSECTION_TXT | Type
ELC_PWR | ELC_FAULT_RATING_KA | Type
ELC_PWR | ELC_FDR_SZ_SQ_MM | Type
ELC_PWR | ELC_FLS_RATING_CLASSIFICATION_TXT | Type
ELC_PWR | ELC_FLS_RATING_MINUTES_MIN | Type
ELC_PWR | ELC_GANG_CONFIGURATION_TXT | Type
ELC_PWR | ELC_GFCI_PROT_REQUIRED_BOOL | Type
ELC_PWR | ELC_GRND_SYSTEM_TYPE_TXT | Type
ELC_PWR | ELC_GRND_TYPE_TXT | Type
ELC_PWR | ELC_INGRESS_PROT_RATING_TXT | Type
ELC_PWR | ELC_INST_METHOD_TXT | Type
ELC_PWR | ELC_MAINTENANCE_DUE_BOOL | Type
ELC_PWR | ELC_MAINTENANCE_INTERVAL_MONTHS_INT | Type
ELC_PWR | ELC_MNT_CONFIGURATION_TXT | Type
ELC_PWR | MNT_HGT_MM | Type
ELC_PWR | ELC_OUTLET_CONFIG_TXT | Type
ELC_PWR | ELC_OUTLET_TYPE_CLASSIFICATION_TXT | Type
ELC_PWR | ELC_PIN_CONFIGURATION_TXT | Type
ELC_PWR | ELC_PNL_BUSBAR_RATING_A | Type
ELC_PWR | ELC_PNL_CALCULATED_CUR_A | Type
ELC_PWR | ELC_PNL_CKT_SOURCE_NAME_TXT | Type
ELC_PWR | ELC_PNL_CLASSIFICATION_TXT | Type
ELC_PWR | ELC_PNL_CONNECTED_LOAD_KW | Type
ELC_PWR | ELC_PNL_DEPTH_MM | Type
ELC_PWR | ELC_PNL_DESIGNATION_NAME_TXT | Type
ELC_PWR | ELC_PNL_FED_FROM_PNL_TXT | Type
ELC_PWR | ELC_PNL_GRND_TYPE_TXT | Type
ELC_PWR | ELC_PNL_HEIGHT_MM | Type
ELC_PWR | ELC_PNL_LOADING_PCT | Type
ELC_PWR | ELC_PNL_MAIN_BRK_A | Type
ELC_PWR | ELC_PNL_MAIN_RATING_A | Type
ELC_PWR | ELC_PNL_METERED_PNL_TXT | Type
ELC_PWR | ELC_PNL_NAME_TXT | Type
ELC_PWR | ELC_PNL_NUM_OF_WAYS_NR | Type
ELC_PWR | ELC_PNL_PHS_COUNT_NR | Type
ELC_PWR | ELC_PNL_PROT_TYPE_TXT | Type
ELC_PWR | ELC_PNL_UPSTREAM_PNL_TXT | Type
ELC_PWR | ELC_PNL_VLT_V | Type
ELC_PWR | ELC_PNL_WEIGHT_KG | Type
ELC_PWR | ELC_PNL_WIDTH_MM | Type
ELC_PWR | ELC_PROPERTY_TXT | Type
ELC_PWR | ELC_PROT_TYPE_TXT | Type
ELC_PWR | ELC_PWR_ANNUAL_ENERGY_USAGE_KWH_KW | Type
ELC_PWR | ELC_PWR_CONNECTED_LOAD_KW | Type
ELC_PWR | ELC_PWR_DEMAND_FCT_KW | Type
ELC_PWR | ELC_PWR_DEMAND_KW | Type
ELC_PWR | ELC_PWR_E_CIR_LOAD_TYPE_TXT | Type
ELC_PWR | ELC_PWR_E_LOAD_PER_OUTLET_W | Type
ELC_PWR | ELC_PWR_FCT_NEW_KW | Type
ELC_PWR | ELC_PWR_GENERATOR_BACKUP_BOOL | Type
ELC_PWR | ELC_PWR_GRID_STABILITY_TXT | Type
ELC_PWR | ELC_PWR_KW | Type
ELC_PWR | ELC_PWR_OUTAGE_FREQ_TXT | Type
ELC_PWR | ELC_PWR_SURGE_PROT_REQ_BOOL | Type
ELC_PWR | ELC_PWR_TOTAL_CONNECTED_KW | Type
ELC_PWR | ELC_PWR_UPS_BACKUP_BOOL | Type
ELC_PWR | ELC_PWR_UPS_DURATION_MIN | Type
ELC_PWR | ELC_PWR_VLT_STABILIZER_REQ_BOOL | Type
ELC_PWR | ELC_PWR_VLT_VARIATION_PCT | Type
ELC_PWR | ELC_RCD_RCBO_SPECIFICATION_TXT | Type
ELC_PWR | ELC_SIMULTANEITY_FCT_NR | Type
ELC_PWR | ELC_SPARE_CAP_PCT | Type
ELC_PWR | ELC_SPARE_WAYS_NR | Type
ELC_PWR | ELC_STARTING_METHOD_TXT | Type
ELC_PWR | ELC_SURGE_PROT_DEVICE_TXT | Type
ELC_PWR | ELC_SWITCH_TYPE_CLASSIFICATION_TXT | Type
ELC_PWR | ELC_SYSTEM_FREQUENCY_HZ_TXT | Type
ELC_PWR | ELC_TST_VALUE_NR | Type
ELC_PWR | ELC_VLT_CBL_DROP_V | Type
ELC_PWR | ELC_VLT_E_DROP_PCT | Type
ELC_PWR | ELC_VLT_PRIMARY_RATING_V | Type
ELC_PWR | ELC_VLT_SECONDARY_RATING_V | Type
ELC_PWR | ELC_VOLTAGE_SYSTEM_TYPE_TXT | Type
LTG_CONTROLS | CST_FIX_EMRG_CAPABLE_BOOL | Type
LTG_CONTROLS | LTG_BEAM_ANGLE_DEG | Type
LTG_CONTROLS | LTG_CLR_RENDERING_INDEX_NR | Type
LTG_CONTROLS | LTG_CLR_TEMP_K | Type
LTG_CONTROLS | LTG_CONTROL_TYPE_TXT | Type
LTG_CONTROLS | LTG_DIMMING_CAPABILITY_TXT | Type
LTG_CONTROLS | LTG_EFFICACY_LM_W | Type
LTG_CONTROLS | LTG_EMRG_DURATION_MIN | Type
LTG_CONTROLS | LTG_EMRG_OPERATION_BOOL | Type
LTG_CONTROLS | LTG_FIX_LMP_COUNT_NR | Type
LTG_CONTROLS | LTG_FIX_LMP_TYPE_TXT | Type
LTG_CONTROLS | LTG_FIX_LMP_WATTAGE_W | Type
LTG_CONTROLS | LTG_FIX_PWR_W | Type
LTG_CONTROLS | LTG_FIX_TYPE_CLASSIFICATION_TXT | Type
LTG_CONTROLS | LTG_FIX_VLT_V | Type
LTG_CONTROLS | LTG_ILLUMINANCE_LUX_LM | Type
LTG_CONTROLS | LTG_LMPS_PER_FIX_NR | Type
LTG_CONTROLS | LTG_LMP_TECHNOLOGY_TXT | Type
LTG_CONTROLS | LTG_LMP_TYPE_TXT | Type
LTG_CONTROLS | LTG_LUMINAIRE_TYPE_TXT | Type
LTG_CONTROLS | LTG_LUM_FLX_LM | Type
LTG_CONTROLS | LTG_MAINTAINED_EMRG_BOOL | Type
LTG_CONTROLS | MNT_HGT_MM | Type
LTG_CONTROLS | LTG_MNT_TYPE_TXT | Type
LTG_CONTROLS | LTG_PROPERTY_TXT | Type
LTG_CONTROLS | LTG_PWR_W | Type
LTG_CONTROLS | LTG_SEC_EMRG_LTG_BOOL | Type
LTG_CONTROLS | LTG_UNIFORMITY_RATIO_NR | Type

## Fire Alarm Devices
Group | Parameter Name | Binding
FLS_LIFE_SFTY | FLS_PROT_ACCESS_VISUAL_ALARM_TXT | Type
FLS_LIFE_SFTY | FLS_PROT_CORROSION_PROT_LVL_NR | Instance
FLS_LIFE_SFTY | FLS_PROT_FLS_DEPARTMENT_APPROVAL_REQUIRED_BOOL | Type
FLS_LIFE_SFTY | FLS_PROT_FLS_ESCAPE_STAIR_TXT | Type
FLS_LIFE_SFTY | FLS_PROT_FLS_RESISTANCE_RATING_MINUTES_MIN | Type
FLS_LIFE_SFTY | FLS_PROT_SECRUSION_ALARM_TXT | Type
FLS_LIFE_SFTY | FLS_PROT_SEC_ACCESS_CONTROL_REQ_TXT | Type
FLS_LIFE_SFTY | FLS_PROT_SPRINKLER_HED_TYPE_TXT | Type
FLS_LIFE_SFTY | FLS_SFTY_COVERAGE_AREA_SQ_M | Type
FLS_LIFE_SFTY | FLS_SFTY_DEV_ADDRESS_TXT | Type
FLS_LIFE_SFTY | FLS_SFTY_DEV_DETECTOR_SENSITIVITY_TXT | Type
FLS_LIFE_SFTY | FLS_SFTY_DEV_LOOP_TXT | Type
FLS_LIFE_SFTY | FLS_SFTY_DEV_TYPE_TXT | Type
FLS_LIFE_SFTY | FLS_SFTY_DEV_ZONE_TXT | Type
FLS_LIFE_SFTY | FLS_SFTY_FLW_RATE_LPM_NR | Type
FLS_LIFE_SFTY | FLS_SFTY_HAZARD_CLASS_TXT | Type
FLS_LIFE_SFTY | FLS_SFTY_PSR_BAR | Type
FLS_LIFE_SFTY | FLS_SFTY_SEC_CCTV_COVERAGE_TXT | Type
FLS_LIFE_SFTY | FLS_SFTY_SEC_EXIT_SIGNAGE_BOOL | Type
FLS_LIFE_SFTY | FLS_SFTY_SEC_LOCKOUT_TAGOUT_REQ_TXT | Type
FLS_LIFE_SFTY | FLS_SFTY_SEC_PPE_REQUIRED_BOOL | Type
FLS_LIFE_SFTY | FLS_SFTY_SYSTEM_TYPE_TXT | Type
FLS_LIFE_SFTY | FLS_SFTY_TEMP_RATING_C | Type

## Furniture
Group | Parameter Name | Binding
ASS_MNG | ASS_CAT_TXT | Type
ASS_MNG | ASS_CRITICALITY_RATING_NR | Type
ASS_MNG | ASS_CRITICAL_SPARE_PARTS_REQUIRED_BOOL | Type
ASS_MNG | ASS_CST_ANNUAL_MAINTENANCE_UGX_NR | Type
ASS_MNG | ASS_CST_INSTALLUGXNUM_UGX_NR | Type
ASS_MNG | ASS_CST_LIFECYCLEUGXNUM_UGX_NR | Type
ASS_MNG | ASS_CST_QUANTITYNUM_UGX_NR | Type
ASS_MNG | ASS_CST_TOTALUGXNUM_UGX_NR | Type
ASS_MNG | ASS_CST_UNT_PRCUGXNUM_UGX_NR | Type
ASS_MNG | ASS_DEPARTMENT_ASSIGNMENT_TXT | Type
ASS_MNG | ASS_DESIGN_LTG_LVL_LUX_NR | Instance
ASS_MNG | ASS_DESIGN_OCCUPANCY_INT | Type
ASS_MNG | ASS_ELE_COMMENTS_TXT | Type
ASS_MNG | ASS_ELE_DESCRIPTION_TXT | Type
ASS_MNG | ASS_ELE_ID_TXT | Instance
ASS_MNG | ASS_ELE_INST_DATE_TXT | Type
ASS_MNG | ASS_ELE_LOC_TXT | Type
ASS_MNG | ASS_ELE_MANUFACTURER_TXT | Type
ASS_MNG | ASS_ELE_MODELBER_TXT | Type
ASS_MNG | ASS_ELE_SERIALBER_TXT | Type
ASS_MNG | ASS_ELE_STATUS_TXT | Type
ASS_MNG | ASS_ELE_TAG_TXT | Type
ASS_MNG | ASS_ELE_WARRANTY_PERIOD_TXT | Type
ASS_MNG | ASS_EQUIPMENT_TAG_TXT | Type
ASS_MNG | ASS_EXPECTED_ANNUAL_DOWNTIME_HOURS_HRS | Type
ASS_MNG | ASS_EXPECTED_LIFE_YEARS_YRS | Type
ASS_MNG | ASS_HVC_SYSTEM_TYPE_TXT | Type
ASS_MNG | ASS_IP_RATING_TXT | Type
ASS_MNG | ASS_LOCAL_SERVICE_AVAILABLE_TXT | Type
ASS_MNG | ASS_MAINTENANCE_ACCESS_METHOD_TXT | Type
ASS_MNG | ASS_MAINTENANCE_FREQUENCY_MONTHS | Type
ASS_MNG | ASS_MAINTENANCE_SCHEDULE_TXT | Type
ASS_MNG | ASS_NUMBER_OF_DAT_OUTLETS_INT | Type
ASS_MNG | ASS_NUMBER_OF_PWR_OUTLETS_INT | Type
ASS_MNG | ASS_OANDM_MANUALS_PROVIDED_TXT | Type
ASS_MNG | ASS_OPERATOR_TRAINING_REQUIRED_BOOL | Type
ASS_MNG | ASS_PART_NUMBER_TXT | Type
ASS_MNG | ASS_PMT_CNT_CONTRACTOR_TXT | Type
ASS_MNG | ASS_PMT_COD_APP_TXT | Type
ASS_MNG | ASS_PMT_COD_INSPECTOR_NAME_TXT | Type
ASS_MNG | ASS_PMT_COD_NEXT_INSP_DATE_TXT | Type
ASS_MNG | ASS_PMT_COD_SECTION_TXT | Type
ASS_MNG | ASS_PMT_COD_STD_TXT | Type
ASS_MNG | ASS_PMT_COD_SYSTEM_COMPONENT_TXT | Type
ASS_MNG | ASS_PMT_CST_LABOUR_CST_UGX_NR | Type
ASS_MNG | ASS_PMT_CST_MAT_CST_UGX_NR | Type
ASS_MNG | ASS_PMT_CST_TOTAL_CST_UGX_NR | Type
ASS_MNG | ASS_PMT_CST_UNIT_CST_UGX_NR | Type
ASS_MNG | ASS_PMT_CST_UNIT_PRICE_UGX_NR | Type
ASS_MNG | ASS_PMT_CST_UNIT_RATE_UGX_NR | Type
ASS_MNG | ASS_PMT_INST_METHOD_TXT | Type
ASS_MNG | ASS_PMT_INV_ON_SITE_NR | Type
ASS_MNG | ASS_PMT_INV_REM_NR | Type
ASS_MNG | ASS_PMT_INV_REORD_LVL_NR | Instance
ASS_MNG | ASS_PMT_INV_UNIT_TXT | Type
ASS_MNG | ASS_PMT_INV_USD_NR | Type
ASS_MNG | ASS_PMT_LOG_LEAD_TIME_DAYS | Type
ASS_MNG | ASS_PMT_PAY_INVOICE_TXT | Type
ASS_MNG | ASS_PMT_PRO_DELIVERY_DATE_TXT | Type
ASS_MNG | ASS_PMT_PRO_PO_NR_TXT | Type
ASS_MNG | ASS_PMT_PRO_SUPPLIER_TXT | Type
ASS_MNG | ASS_PMT_QA_APVD_BY_TXT | Type
ASS_MNG | ASS_PMT_QA_BATCH_NR_TXT | Type
ASS_MNG | ASS_PMT_QA_CERTIFICATE_NR_TXT | Type
ASS_MNG | ASS_PMT_QA_INSP_DATE_TXT | Type
ASS_MNG | ASS_PMT_QA_TST_RESULT_TXT | Type
ASS_MNG | ASS_PMT_QTY_DELIVERED_NR | Type
ASS_MNG | ASS_PMT_QTY_ORDERED_NR | Type
ASS_MNG | ASS_PMT_QTY_VARIANCE_NR | Type
ASS_MNG | ASS_PMT_SCH_COMPLETION_PCT | Type
ASS_MNG | ASS_PMT_SCH_END_ACTUAL_TXT | Type
ASS_MNG | ASS_PMT_SCH_END_PLANNED_TXT | Type
ASS_MNG | ASS_PMT_SCH_PHS_TXT | Type
ASS_MNG | ASS_PMT_SCH_START_ACTUAL_TXT | Type
ASS_MNG | ASS_PMT_SCH_START_PLANNED_TXT | Type
ASS_MNG | ASS_PMT_SUP_CONTACT_TXT | Type
ASS_MNG | ASS_PREDICTIVE_MAINTENANCE_CAPABLE_BOOL | Type
ASS_MNG | ASS_PRODCT_COD_TXT | Type
ASS_MNG | ASS_REMOTE_MONITORING_CAPABLE_BOOL | Type
ASS_MNG | ASS_ROOM_AREA_SQ_M | Type
ASS_MNG | ASS_ROOM_FUNCTION_USE_TXT | Type
ASS_MNG | ASS_ROOM_NAME_TXT | Type
ASS_MNG | ASS_ROOM_NUMBER_TXT | Type
ASS_MNG | ASS_ROOM_VOLUME_CU_M | Type
ASS_MNG | ASS_SKIRTING_TYPE_TXT | Type
ASS_MNG | ASS_WARRANTY_EXPIRATION_DATE_TXT | Type
INST_CST | CST_ACCESS_CHALLENGES_TXT | Type
INST_CST | CST_DELIVERY_LEAD_TIME_DAYS | Type
INST_CST | CST_FIX_BALLAST_FCT_NR | Type
INST_CST | CST_FIX_BEAM_ANGLE_DEG | Type
INST_CST | CST_FIX_CAT_NUM_NR | Type
INST_CST | CST_FIX_CONTROL_TYPE_TXT | Type
INST_CST | CST_FIX_CRI_NR | Type
INST_CST | CST_FIX_DIMMING_TYPE_TXT | Type
INST_CST | CST_FIX_LUMEN_OUTPUT_LM | Type
INST_CST | CST_FIX_TOTAL_WATTAGE_W | Type
INST_CST | CST_IMPORT_REQUIRED_BOOL | Type
INST_CST | CST_INST_ACCESS_REQ_TXT | Type
INST_CST | CST_INST_CLEARANCE_MM | Type
INST_CST | CST_INST_METHOD_TXT | Type
INST_CST | CST_INST_SEISMIC_BOOL | Type
INST_CST | CST_INST_SPT_TYPE_TXT | Type
INST_CST | CST_INST_VIBRATION_ISOLATION_TXT | Type
INST_CST | CST_LOCAL_MAT_BOOL | Type
INST_CST | CST_PROT_AIR_TERMINAL_HEIGHT_IN | Type
INST_CST | CST_PROT_AIR_TERMINAL_TYPE_TXT | Type
INST_CST | CST_PROT_BOND_TYPE_TXT | Type
INST_CST | CST_PROT_COND_SZ_AWG_NR | Type
INST_CST | CST_PROT_COND_TYPE_TXT | Type
INST_CST | CST_PROT_DESIGN_STD_TXT | Type
INST_CST | CST_PROT_DOWN_COND_COUNT_NR | Type
INST_CST | CST_PROT_GROUND_RESISTANCE_OHM | Type
INST_CST | CST_PROT_GROUND_ROD_DIAMETER_IN | Type
INST_CST | CST_PROT_GROUND_ROD_LENGTH_FT | Type
INST_CST | CST_PROT_GROUND_ROD_TYPE_TXT | Type
INST_CST | CST_PROT_HEIGHT_ABOVE_GRADE_FT | Type
INST_CST | CST_PROT_RADIUS_FT | Type
INST_CST | CST_SKILLED_LABOR_REQ_TXT | Type
INST_CST | CST_SPECIAL_EQUIPMENT_TXT | Type
INST_CST | CST_STORAGE_REQ_TXT | Type
INST_CST | CST_SUP_ALTERNATIVE_SUPPLIERS_TXT | Type
INST_CST | CST_SUP_COUNTRY_OF_ORIGIN_INT | Type
INST_CST | CST_SUP_CUSTOMS_CLEARANCE_DAYS | Type
INST_CST | CST_SUP_LOCAL_SUPPLIER_TXT | Type
INST_CST | CST_SUP_PAYMENT_TERMS_TXT | Type
INST_CST | CST_SUP_PREFERRED_SUPPLIER_TXT | Type
INST_CST | CST_SUP_PROCUREMENT_LEAD_TIME_DAYS | Type
INST_CST | CST_SUP_QUALITY_INSP_REQ_BOOL | Type
INST_CST | CST_SUP_SHIPPING_METHOD_TXT | Type
INST_CST | CST_S_CON_ADMIXTURE_TXT | Type
INST_CST | CST_S_CON_AGGREGATE_VOLUME_CU_M | Type
INST_CST | CST_S_CON_CEMENT_BAGS_NR | Type
INST_CST | CST_S_CON_CST_TOTAL_UGX_NR | Type
INST_CST | CST_S_CON_CURING_DAYS_NR | Type
INST_CST | CST_S_CON_FORMWORK_AREA_SQ_M | Type
INST_CST | CST_S_CON_GRADE_TXT | Type
INST_CST | CST_S_CON_MIX_RATIO_TXT | Type
INST_CST | CST_S_CON_POUR_SEQUENCE_TXT | Type
INST_CST | CST_S_CON_SAND_VOLUME_CU_M | Type
INST_CST | CST_S_CON_SLUMP_MM | Type
INST_CST | CST_S_CON_STRENGTH_MPA | Type
INST_CST | CST_S_CON_TYPE_TXT | Type
INST_CST | CST_S_CON_VOLUME_CU_M | Type
INST_CST | CST_S_CON_VOLUME_WASTAGE_CU_M | Type
INST_CST | CST_S_CON_WTR_VOLUME_L | Type
INST_CST | CST_S_EAR_BACKFILL_VOLUME_CU_M | Type
INST_CST | CST_S_EAR_BLINDING_VOLUME_CU_M | Type
INST_CST | CST_S_EAR_COMPACTION_NR | Type
INST_CST | CST_S_EAR_EXCAVATION_DEPTH_M | Type
INST_CST | CST_S_EAR_EXCAVATION_METHOD_TXT | Type
INST_CST | CST_S_EAR_EXCAVATION_VOLUME_CU_M | Type
INST_CST | CST_S_EAR_FILL_MAT_TXT | Type
INST_CST | CST_S_EAR_GEOTEXTILE_AREA_SQ_M | Type
INST_CST | CST_S_EAR_HARDCORE_THICKNESS_MM | Type
INST_CST | CST_S_EAR_HARDCORE_VOLUME_CU_M | Type
INST_CST | CST_S_EAR_SOIL_TYPE_TXT | Type
INST_CST | CST_S_FRM_BEAM_AREA_SQ_M | Type
INST_CST | CST_S_FRM_COLUMN_AREA_SQ_M | Type
INST_CST | CST_S_FRM_CST_TOTAL_UGX_NR | Type
INST_CST | CST_S_FRM_PLYWOOD_SHEETS_NR | Type
INST_CST | CST_S_FRM_PROPS_QUANTITY_NR | Type
INST_CST | CST_S_FRM_RELEASE_AGENT_L | Type
INST_CST | CST_S_FRM_REUSE_CYCLES_NR | Type
INST_CST | CST_S_FRM_SLAB_AREA_SQ_M | Type
INST_CST | CST_S_FRM_STRIPPING_TIME_DAYS | Type
INST_CST | CST_S_FRM_TIMBER_VOLUME_CU_M | Type
INST_CST | CST_S_FRM_TYPE_TXT | Type
INST_CST | CST_S_MAS_BRICK_QUANTITY_NR | Type
INST_CST | CST_S_MAS_BRICK_STRENGTH_TXT | Type
INST_CST | CST_S_MAS_BRICK_TYPE_TXT | Type
INST_CST | CST_S_MAS_BRICK_WASTAGE_NR | Type
INST_CST | CST_S_MAS_CEMENT_BAGS_NR | Type
INST_CST | CST_S_MAS_CST_TOTAL_UGX_NR | Type
INST_CST | CST_S_MAS_MORTAR_RATIO_TXT | Type
INST_CST | CST_S_MAS_MORTAR_TYPE_TXT | Type
INST_CST | CST_S_MAS_MORTAR_VOLUME_CU_M | Type
INST_CST | CST_S_MAS_NET_AREA_SQ_M | Type
INST_CST | CST_S_MAS_OPENING_AREA_SQ_M | Type
INST_CST | CST_S_MAS_SAND_VOLUME_CU_M | Type
INST_CST | CST_S_MAS_WALL_AREA_SQ_M | Type
INST_CST | CST_S_MAS_WALL_THICKNESS_MM | Type
INST_CST | CST_S_MAS_WASTAGE_FCT_PCT | Type
INST_CST | CST_S_REI_COVER_MM | Type
INST_CST | CST_S_REI_CST_TOTAL_UGX_NR | Type
INST_CST | CST_S_REI_DIAMETER_MM | Type
INST_CST | CST_S_REI_GRADE_TXT | Type
INST_CST | CST_S_REI_LENGTH_M | Type
INST_CST | CST_S_REI_MARK_PREFIX_TXT | Type
INST_CST | CST_S_REI_OVERLAP_LENGTH_MM | Type
INST_CST | CST_S_REI_SCHEDULE_REF_TXT | Type
INST_CST | CST_S_REI_SPACING_MM | Type
INST_CST | CST_S_REI_TYPE_TXT | Type
INST_CST | CST_S_REI_WEIGHT_KG | Type
INST_CST | CST_S_REI_WEIGHT_WASTAGE_KG | Type
INST_CST | CST_S_REI_WIRE_WEIGHT_KG | Type

## Generic Models
Group | Parameter Name | Binding
ASS_MNG | ASS_CAT_TXT | Type
ASS_MNG | ASS_CRITICALITY_RATING_NR | Type
ASS_MNG | ASS_CRITICAL_SPARE_PARTS_REQUIRED_BOOL | Type
ASS_MNG | ASS_CST_ANNUAL_MAINTENANCE_UGX_NR | Type
ASS_MNG | ASS_CST_INSTALLUGXNUM_UGX_NR | Type
ASS_MNG | ASS_CST_LIFECYCLEUGXNUM_UGX_NR | Type
ASS_MNG | ASS_CST_QUANTITYNUM_UGX_NR | Type
ASS_MNG | ASS_CST_TOTALUGXNUM_UGX_NR | Type
ASS_MNG | ASS_CST_UNT_PRCUGXNUM_UGX_NR | Type
ASS_MNG | ASS_DEPARTMENT_ASSIGNMENT_TXT | Type
ASS_MNG | ASS_DESIGN_LTG_LVL_LUX_NR | Instance
ASS_MNG | ASS_DESIGN_OCCUPANCY_INT | Type
ASS_MNG | ASS_ELE_COMMENTS_TXT | Type
ASS_MNG | ASS_ELE_DESCRIPTION_TXT | Type
ASS_MNG | ASS_ELE_ID_TXT | Instance
ASS_MNG | ASS_ELE_INST_DATE_TXT | Type
ASS_MNG | ASS_ELE_LOC_TXT | Type
ASS_MNG | ASS_ELE_MANUFACTURER_TXT | Type
ASS_MNG | ASS_ELE_MODELBER_TXT | Type
ASS_MNG | ASS_ELE_SERIALBER_TXT | Type
ASS_MNG | ASS_ELE_STATUS_TXT | Type
ASS_MNG | ASS_ELE_TAG_TXT | Type
ASS_MNG | ASS_ELE_WARRANTY_PERIOD_TXT | Type
ASS_MNG | ASS_EQUIPMENT_TAG_TXT | Type
ASS_MNG | ASS_EXPECTED_ANNUAL_DOWNTIME_HOURS_HRS | Type
ASS_MNG | ASS_EXPECTED_LIFE_YEARS_YRS | Type
ASS_MNG | ASS_HVC_SYSTEM_TYPE_TXT | Type
ASS_MNG | ASS_IP_RATING_TXT | Type
ASS_MNG | ASS_LOCAL_SERVICE_AVAILABLE_TXT | Type
ASS_MNG | ASS_MAINTENANCE_ACCESS_METHOD_TXT | Type
ASS_MNG | ASS_MAINTENANCE_FREQUENCY_MONTHS | Type
ASS_MNG | ASS_MAINTENANCE_SCHEDULE_TXT | Type
ASS_MNG | ASS_NUMBER_OF_DAT_OUTLETS_INT | Type
ASS_MNG | ASS_NUMBER_OF_PWR_OUTLETS_INT | Type
ASS_MNG | ASS_OANDM_MANUALS_PROVIDED_TXT | Type
ASS_MNG | ASS_OPERATOR_TRAINING_REQUIRED_BOOL | Type
ASS_MNG | ASS_PART_NUMBER_TXT | Type
ASS_MNG | ASS_PMT_CNT_CONTRACTOR_TXT | Type
ASS_MNG | ASS_PMT_COD_APP_TXT | Type
ASS_MNG | ASS_PMT_COD_INSPECTOR_NAME_TXT | Type
ASS_MNG | ASS_PMT_COD_NEXT_INSP_DATE_TXT | Type
ASS_MNG | ASS_PMT_COD_SECTION_TXT | Type
ASS_MNG | ASS_PMT_COD_STD_TXT | Type
ASS_MNG | ASS_PMT_COD_SYSTEM_COMPONENT_TXT | Type
ASS_MNG | ASS_PMT_CST_LABOUR_CST_UGX_NR | Type
ASS_MNG | ASS_PMT_CST_MAT_CST_UGX_NR | Type
ASS_MNG | ASS_PMT_CST_TOTAL_CST_UGX_NR | Type
ASS_MNG | ASS_PMT_CST_UNIT_CST_UGX_NR | Type
ASS_MNG | ASS_PMT_CST_UNIT_PRICE_UGX_NR | Type
ASS_MNG | ASS_PMT_CST_UNIT_RATE_UGX_NR | Type
ASS_MNG | ASS_PMT_INST_METHOD_TXT | Type
ASS_MNG | ASS_PMT_INV_ON_SITE_NR | Type
ASS_MNG | ASS_PMT_INV_REM_NR | Type
ASS_MNG | ASS_PMT_INV_REORD_LVL_NR | Instance
ASS_MNG | ASS_PMT_INV_UNIT_TXT | Type
ASS_MNG | ASS_PMT_INV_USD_NR | Type
ASS_MNG | ASS_PMT_LOG_LEAD_TIME_DAYS | Type
ASS_MNG | ASS_PMT_PAY_INVOICE_TXT | Type
ASS_MNG | ASS_PMT_PRO_DELIVERY_DATE_TXT | Type
ASS_MNG | ASS_PMT_PRO_PO_NR_TXT | Type
ASS_MNG | ASS_PMT_PRO_SUPPLIER_TXT | Type
ASS_MNG | ASS_PMT_QA_APVD_BY_TXT | Type
ASS_MNG | ASS_PMT_QA_BATCH_NR_TXT | Type
ASS_MNG | ASS_PMT_QA_CERTIFICATE_NR_TXT | Type
ASS_MNG | ASS_PMT_QA_INSP_DATE_TXT | Type
ASS_MNG | ASS_PMT_QA_TST_RESULT_TXT | Type
ASS_MNG | ASS_PMT_QTY_DELIVERED_NR | Type
ASS_MNG | ASS_PMT_QTY_ORDERED_NR | Type
ASS_MNG | ASS_PMT_QTY_VARIANCE_NR | Type
ASS_MNG | ASS_PMT_SCH_COMPLETION_PCT | Type
ASS_MNG | ASS_PMT_SCH_END_ACTUAL_TXT | Type
ASS_MNG | ASS_PMT_SCH_END_PLANNED_TXT | Type
ASS_MNG | ASS_PMT_SCH_PHS_TXT | Type
ASS_MNG | ASS_PMT_SCH_START_ACTUAL_TXT | Type
ASS_MNG | ASS_PMT_SCH_START_PLANNED_TXT | Type
ASS_MNG | ASS_PMT_SUP_CONTACT_TXT | Type
ASS_MNG | ASS_PREDICTIVE_MAINTENANCE_CAPABLE_BOOL | Type
ASS_MNG | ASS_PRODCT_COD_TXT | Type
ASS_MNG | ASS_REMOTE_MONITORING_CAPABLE_BOOL | Type
ASS_MNG | ASS_ROOM_AREA_SQ_M | Type
ASS_MNG | ASS_ROOM_FUNCTION_USE_TXT | Type
ASS_MNG | ASS_ROOM_NAME_TXT | Type
ASS_MNG | ASS_ROOM_NUMBER_TXT | Type
ASS_MNG | ASS_ROOM_VOLUME_CU_M | Type
ASS_MNG | ASS_SKIRTING_TYPE_TXT | Type
ASS_MNG | ASS_WARRANTY_EXPIRATION_DATE_TXT | Type
INST_CST | CST_ACCESS_CHALLENGES_TXT | Type
INST_CST | CST_DELIVERY_LEAD_TIME_DAYS | Type
INST_CST | CST_FIX_BALLAST_FCT_NR | Type
INST_CST | CST_FIX_BEAM_ANGLE_DEG | Type
INST_CST | CST_FIX_CAT_NUM_NR | Type
INST_CST | CST_FIX_CONTROL_TYPE_TXT | Type
INST_CST | CST_FIX_CRI_NR | Type
INST_CST | CST_FIX_DIMMING_TYPE_TXT | Type
INST_CST | CST_FIX_LUMEN_OUTPUT_LM | Type
INST_CST | CST_FIX_TOTAL_WATTAGE_W | Type
INST_CST | CST_IMPORT_REQUIRED_BOOL | Type
INST_CST | CST_INST_ACCESS_REQ_TXT | Type
INST_CST | CST_INST_CLEARANCE_MM | Type
INST_CST | CST_INST_METHOD_TXT | Type
INST_CST | CST_INST_SEISMIC_BOOL | Type
INST_CST | CST_INST_SPT_TYPE_TXT | Type
INST_CST | CST_INST_VIBRATION_ISOLATION_TXT | Type
INST_CST | CST_LOCAL_MAT_BOOL | Type
INST_CST | CST_PROT_AIR_TERMINAL_HEIGHT_IN | Type
INST_CST | CST_PROT_AIR_TERMINAL_TYPE_TXT | Type
INST_CST | CST_PROT_BOND_TYPE_TXT | Type
INST_CST | CST_PROT_COND_SZ_AWG_NR | Type
INST_CST | CST_PROT_COND_TYPE_TXT | Type
INST_CST | CST_PROT_DESIGN_STD_TXT | Type
INST_CST | CST_PROT_DOWN_COND_COUNT_NR | Type
INST_CST | CST_PROT_GROUND_RESISTANCE_OHM | Type
INST_CST | CST_PROT_GROUND_ROD_DIAMETER_IN | Type
INST_CST | CST_PROT_GROUND_ROD_LENGTH_FT | Type
INST_CST | CST_PROT_GROUND_ROD_TYPE_TXT | Type
INST_CST | CST_PROT_HEIGHT_ABOVE_GRADE_FT | Type
INST_CST | CST_PROT_RADIUS_FT | Type
INST_CST | CST_SKILLED_LABOR_REQ_TXT | Type
INST_CST | CST_SPECIAL_EQUIPMENT_TXT | Type
INST_CST | CST_STORAGE_REQ_TXT | Type
INST_CST | CST_SUP_ALTERNATIVE_SUPPLIERS_TXT | Type
INST_CST | CST_SUP_COUNTRY_OF_ORIGIN_INT | Type
INST_CST | CST_SUP_CUSTOMS_CLEARANCE_DAYS | Type
INST_CST | CST_SUP_LOCAL_SUPPLIER_TXT | Type
INST_CST | CST_SUP_PAYMENT_TERMS_TXT | Type
INST_CST | CST_SUP_PREFERRED_SUPPLIER_TXT | Type
INST_CST | CST_SUP_PROCUREMENT_LEAD_TIME_DAYS | Type
INST_CST | CST_SUP_QUALITY_INSP_REQ_BOOL | Type
INST_CST | CST_SUP_SHIPPING_METHOD_TXT | Type
INST_CST | CST_S_CON_ADMIXTURE_TXT | Type
INST_CST | CST_S_CON_AGGREGATE_VOLUME_CU_M | Type
INST_CST | CST_S_CON_CEMENT_BAGS_NR | Type
INST_CST | CST_S_CON_CST_TOTAL_UGX_NR | Type
INST_CST | CST_S_CON_CURING_DAYS_NR | Type
INST_CST | CST_S_CON_FORMWORK_AREA_SQ_M | Type
INST_CST | CST_S_CON_GRADE_TXT | Type
INST_CST | CST_S_CON_MIX_RATIO_TXT | Type
INST_CST | CST_S_CON_POUR_SEQUENCE_TXT | Type
INST_CST | CST_S_CON_SAND_VOLUME_CU_M | Type
INST_CST | CST_S_CON_SLUMP_MM | Type
INST_CST | CST_S_CON_STRENGTH_MPA | Type
INST_CST | CST_S_CON_TYPE_TXT | Type
INST_CST | CST_S_CON_VOLUME_CU_M | Type
INST_CST | CST_S_CON_VOLUME_WASTAGE_CU_M | Type
INST_CST | CST_S_CON_WTR_VOLUME_L | Type
INST_CST | CST_S_EAR_BACKFILL_VOLUME_CU_M | Type
INST_CST | CST_S_EAR_BLINDING_VOLUME_CU_M | Type
INST_CST | CST_S_EAR_COMPACTION_NR | Type
INST_CST | CST_S_EAR_EXCAVATION_DEPTH_M | Type
INST_CST | CST_S_EAR_EXCAVATION_METHOD_TXT | Type
INST_CST | CST_S_EAR_EXCAVATION_VOLUME_CU_M | Type
INST_CST | CST_S_EAR_FILL_MAT_TXT | Type
INST_CST | CST_S_EAR_GEOTEXTILE_AREA_SQ_M | Type
INST_CST | CST_S_EAR_HARDCORE_THICKNESS_MM | Type
INST_CST | CST_S_EAR_HARDCORE_VOLUME_CU_M | Type
INST_CST | CST_S_EAR_SOIL_TYPE_TXT | Type
INST_CST | CST_S_FRM_BEAM_AREA_SQ_M | Type
INST_CST | CST_S_FRM_COLUMN_AREA_SQ_M | Type
INST_CST | CST_S_FRM_CST_TOTAL_UGX_NR | Type
INST_CST | CST_S_FRM_PLYWOOD_SHEETS_NR | Type
INST_CST | CST_S_FRM_PROPS_QUANTITY_NR | Type
INST_CST | CST_S_FRM_RELEASE_AGENT_L | Type
INST_CST | CST_S_FRM_REUSE_CYCLES_NR | Type
INST_CST | CST_S_FRM_SLAB_AREA_SQ_M | Type
INST_CST | CST_S_FRM_STRIPPING_TIME_DAYS | Type
INST_CST | CST_S_FRM_TIMBER_VOLUME_CU_M | Type
INST_CST | CST_S_FRM_TYPE_TXT | Type
INST_CST | CST_S_MAS_BRICK_QUANTITY_NR | Type
INST_CST | CST_S_MAS_BRICK_STRENGTH_TXT | Type
INST_CST | CST_S_MAS_BRICK_TYPE_TXT | Type
INST_CST | CST_S_MAS_BRICK_WASTAGE_NR | Type
INST_CST | CST_S_MAS_CEMENT_BAGS_NR | Type
INST_CST | CST_S_MAS_CST_TOTAL_UGX_NR | Type
INST_CST | CST_S_MAS_MORTAR_RATIO_TXT | Type
INST_CST | CST_S_MAS_MORTAR_TYPE_TXT | Type
INST_CST | CST_S_MAS_MORTAR_VOLUME_CU_M | Type
INST_CST | CST_S_MAS_NET_AREA_SQ_M | Type
INST_CST | CST_S_MAS_OPENING_AREA_SQ_M | Type
INST_CST | CST_S_MAS_SAND_VOLUME_CU_M | Type
INST_CST | CST_S_MAS_WALL_AREA_SQ_M | Type
INST_CST | CST_S_MAS_WALL_THICKNESS_MM | Type
INST_CST | CST_S_MAS_WASTAGE_FCT_PCT | Type
INST_CST | CST_S_REI_COVER_MM | Type
INST_CST | CST_S_REI_CST_TOTAL_UGX_NR | Type
INST_CST | CST_S_REI_DIAMETER_MM | Type
INST_CST | CST_S_REI_GRADE_TXT | Type
INST_CST | CST_S_REI_LENGTH_M | Type
INST_CST | CST_S_REI_MARK_PREFIX_TXT | Type
INST_CST | CST_S_REI_OVERLAP_LENGTH_MM | Type
INST_CST | CST_S_REI_SCHEDULE_REF_TXT | Type
INST_CST | CST_S_REI_SPACING_MM | Type
INST_CST | CST_S_REI_TYPE_TXT | Type
INST_CST | CST_S_REI_WEIGHT_KG | Type
INST_CST | CST_S_REI_WEIGHT_WASTAGE_KG | Type
INST_CST | CST_S_REI_WIRE_WEIGHT_KG | Type
LTG_CONTROLS | CST_FIX_EMRG_CAPABLE_BOOL | Type
PER_SUST | CST_ENERGY_ANNUAL_UGX_NUM_NR | Type
PER_SUST | PERF_HUMIDITY_RANGE_PCT | Type
PER_SUST | PERF_NOISE_LVL_DB | Instance
PER_SUST | PERF_PWR_FCT_KW | Type
PER_SUST | PERF_TEMP_OPERATING_C | Type
PER_SUST | PERF_VIBRATION_LVL_NR | Instance
PER_SUST | PER_ACOUSTICS_BACKGROUND_NOISE_DB | Type
PER_SUST | PER_ACOUSTICS_IIC_RATING_TXT | Type
PER_SUST | PER_ACOUSTICS_ISOLATION_REQ_BOOL | Type
PER_SUST | PER_ACOUSTICS_REVERBERATION_TIME_SEC_NR | Type
PER_SUST | PER_ACOUSTICS_STC_RATING_TXT | Type
PER_SUST | PER_ACOUSTICS_TREATMENT_TYPE_TXT | Type
PER_SUST | PER_ENVIRONMENTAL_ALTITUDE_M | Type
PER_SUST | PER_ENVIRONMENTAL_CLIMATE_ZONE_TXT | Type
PER_SUST | PER_ENVIRONMENTAL_CORROSION_PROT_TXT | Type
PER_SUST | PER_ENVIRONMENTAL_DUST_PROT_REQ_BOOL | Type
PER_SUST | PER_ENVIRONMENTAL_HUMIDITY_DESIGN_PCT | Type
PER_SUST | PER_ENVIRONMENTAL_RAINFALL_ANNUAL_MM | Type
PER_SUST | PER_ENVIRONMENTAL_TEMP_DESIGN_C | Type
PER_SUST | PER_ENVIRONMENTAL_TERMITE_PROT_BOOL | Type
PER_SUST | PER_SUST_CARBON_FOOTPRINT_KG | Type
PER_SUST | PER_SUST_EDGE_CONTRIB_TXT | Type
PER_SUST | PER_SUST_ENERGY_RATING_TXT | Type
PER_SUST | PER_SUST_LEED_CONTRIB_TXT | Type
PER_SUST | PER_SUST_RECYCLABLE_BOOL | Type
PER_SUST | PER_SUST_RECYCLED_CONTENT_PCT | Type
PER_SUST | PER_SUST_WTR_RATING_NR | Type
PER_SUST | PER_THERM_CONDENSATION_RISK_TXT | Type
PER_SUST | PER_THERM_NATURAL_VENT_TXT | Type
PER_SUST | PER_THERM_PASSIVE_DESIGN_TXT | Type
PER_SUST | PER_THERM_R_VALUE_M2K_W | Type
PER_SUST | PER_THERM_SHADING_DEVICE_TXT | Type
PER_SUST | PER_THERM_SOLAR_ABSORPTANCE_NR | Type
PER_SUST | PER_THERM_THERMAL_MASS_KJ_M2K_KJ | Type
PER_SUST | PER_THERM_U_VALUE_W_M2K_NR | Type
RGL_CMPL | RGL_ACCESS_BRAILLE_SIGNAGE_BOOL | Type
RGL_CMPL | RGL_ACCESS_CLEAR_WIDTH_MM | Type
RGL_CMPL | RGL_ACCESS_CMPL_STD_TXT | Type
RGL_CMPL | RGL_ACCESS_HEARING_LOOP_BOOL | Type
RGL_CMPL | RGL_ACCESS_REFUGE_AREA_TXT | Type
RGL_CMPL | RGL_ACCESS_TACTILE_WARNING_TXT | Type
RGL_CMPL | RGL_ACCESS_THRESHOLD_HEIGHT_MM | Type
RGL_CMPL | RGL_ACCESS_TURNING_RADIUS_MM | Type
RGL_CMPL | RGL_KCCA_APPROVAL_REQ_BOOL | Type
RGL_CMPL | RGL_NEMA_APPROVAL_REQ_BOOL | Type
RGL_CMPL | RGL_NWSC_APPROVAL_BOOL | Type
RGL_CMPL | RGL_OCCUPANCY_CERT_REQ_BOOL | Type
RGL_CMPL | RGL_PERIODIC_INSP_FREQ_TXT | Type
RGL_CMPL | RGL_QA_APVD_VENDOR_TXT | Type
RGL_CMPL | RGL_QA_CERTIFICATION_TXT | Type
RGL_CMPL | RGL_QA_COMMISSIONING_REQ_TXT | Type
RGL_CMPL | RGL_QA_INSP_BOOL | Type
RGL_CMPL | RGL_QA_STD_COMPLY_TXT | Type
RGL_CMPL | RGL_QA_TST_REPORT_REF_TXT | Type
RGL_CMPL | RGL_STD_TXT | Type
RGL_CMPL | RGL_UMEME_APPROVAL_BOOL | Type
RGL_CMPL | RGL_UNBS_STD_REFERENCE_TXT | Type
RGL_CMPL | RGL_UNBS_STD_TXT | Type

## Lighting Devices
Group | Parameter Name | Binding
LTG_CONTROLS | CST_FIX_EMRG_CAPABLE_BOOL | Type
LTG_CONTROLS | LTG_BEAM_ANGLE_DEG | Type
LTG_CONTROLS | LTG_CLR_RENDERING_INDEX_NR | Type
LTG_CONTROLS | LTG_CLR_TEMP_K | Type
LTG_CONTROLS | LTG_CONTROL_TYPE_TXT | Type
LTG_CONTROLS | LTG_DIMMING_CAPABILITY_TXT | Type
LTG_CONTROLS | LTG_EFFICACY_LM_W | Type
LTG_CONTROLS | LTG_EMRG_DURATION_MIN | Type
LTG_CONTROLS | LTG_EMRG_OPERATION_BOOL | Type
LTG_CONTROLS | LTG_FIX_LMP_COUNT_NR | Type
LTG_CONTROLS | LTG_FIX_LMP_TYPE_TXT | Type
LTG_CONTROLS | LTG_FIX_LMP_WATTAGE_W | Type
LTG_CONTROLS | LTG_FIX_PWR_W | Type
LTG_CONTROLS | LTG_FIX_TYPE_CLASSIFICATION_TXT | Type
LTG_CONTROLS | LTG_FIX_VLT_V | Type
LTG_CONTROLS | LTG_ILLUMINANCE_LUX_LM | Type
LTG_CONTROLS | LTG_LMPS_PER_FIX_NR | Type
LTG_CONTROLS | LTG_LMP_TECHNOLOGY_TXT | Type
LTG_CONTROLS | LTG_LMP_TYPE_TXT | Type
LTG_CONTROLS | LTG_LUMINAIRE_TYPE_TXT | Type
LTG_CONTROLS | LTG_LUM_FLX_LM | Type
LTG_CONTROLS | LTG_MAINTAINED_EMRG_BOOL | Type
LTG_CONTROLS | MNT_HGT_MM | Type
LTG_CONTROLS | LTG_MNT_TYPE_TXT | Type
LTG_CONTROLS | LTG_PROPERTY_TXT | Type
LTG_CONTROLS | LTG_PWR_W | Type
LTG_CONTROLS | LTG_SEC_EMRG_LTG_BOOL | Type
LTG_CONTROLS | LTG_UNIFORMITY_RATIO_NR | Type

## Lighting Fixtures
Group | Parameter Name | Binding
LTG_CONTROLS | CST_FIX_EMRG_CAPABLE_BOOL | Type
LTG_CONTROLS | LTG_BEAM_ANGLE_DEG | Type
LTG_CONTROLS | LTG_CLR_RENDERING_INDEX_NR | Type
LTG_CONTROLS | LTG_CLR_TEMP_K | Type
LTG_CONTROLS | LTG_CONTROL_TYPE_TXT | Type
LTG_CONTROLS | LTG_DIMMING_CAPABILITY_TXT | Type
LTG_CONTROLS | LTG_EFFICACY_LM_W | Type
LTG_CONTROLS | LTG_EMRG_DURATION_MIN | Type
LTG_CONTROLS | LTG_EMRG_OPERATION_BOOL | Type
LTG_CONTROLS | LTG_FIX_LMP_COUNT_NR | Type
LTG_CONTROLS | LTG_FIX_LMP_TYPE_TXT | Type
LTG_CONTROLS | LTG_FIX_LMP_WATTAGE_W | Type
LTG_CONTROLS | LTG_FIX_PWR_W | Type
LTG_CONTROLS | LTG_FIX_TYPE_CLASSIFICATION_TXT | Type
LTG_CONTROLS | LTG_FIX_VLT_V | Type
LTG_CONTROLS | LTG_ILLUMINANCE_LUX_LM | Type
LTG_CONTROLS | LTG_LMPS_PER_FIX_NR | Type
LTG_CONTROLS | LTG_LMP_TECHNOLOGY_TXT | Type
LTG_CONTROLS | LTG_LMP_TYPE_TXT | Type
LTG_CONTROLS | LTG_LUMINAIRE_TYPE_TXT | Type
LTG_CONTROLS | LTG_LUM_FLX_LM | Type
LTG_CONTROLS | LTG_MAINTAINED_EMRG_BOOL | Type
LTG_CONTROLS | MNT_HGT_MM | Type
LTG_CONTROLS | LTG_MNT_TYPE_TXT | Type
LTG_CONTROLS | LTG_PROPERTY_TXT | Type
LTG_CONTROLS | LTG_PWR_W | Type
LTG_CONTROLS | LTG_SEC_EMRG_LTG_BOOL | Type
LTG_CONTROLS | LTG_UNIFORMITY_RATIO_NR | Type

## Mechanical Equipment
Group | Parameter Name | Binding
ASS_MNG | ASS_CAT_TXT | Type
ASS_MNG | ASS_CRITICALITY_RATING_NR | Type
ASS_MNG | ASS_CRITICAL_SPARE_PARTS_REQUIRED_BOOL | Type
ASS_MNG | ASS_CST_ANNUAL_MAINTENANCE_UGX_NR | Type
ASS_MNG | ASS_CST_INSTALLUGXNUM_UGX_NR | Type
ASS_MNG | ASS_CST_LIFECYCLEUGXNUM_UGX_NR | Type
ASS_MNG | ASS_CST_QUANTITYNUM_UGX_NR | Type
ASS_MNG | ASS_CST_TOTALUGXNUM_UGX_NR | Type
ASS_MNG | ASS_CST_UNT_PRCUGXNUM_UGX_NR | Type
ASS_MNG | ASS_DEPARTMENT_ASSIGNMENT_TXT | Type
ASS_MNG | ASS_DESIGN_LTG_LVL_LUX_NR | Instance
ASS_MNG | ASS_DESIGN_OCCUPANCY_INT | Type
ASS_MNG | ASS_ELE_COMMENTS_TXT | Type
ASS_MNG | ASS_ELE_DESCRIPTION_TXT | Type
ASS_MNG | ASS_ELE_ID_TXT | Instance
ASS_MNG | ASS_ELE_INST_DATE_TXT | Type
ASS_MNG | ASS_ELE_LOC_TXT | Type
ASS_MNG | ASS_ELE_MANUFACTURER_TXT | Type
ASS_MNG | ASS_ELE_MODELBER_TXT | Type
ASS_MNG | ASS_ELE_SERIALBER_TXT | Type
ASS_MNG | ASS_ELE_STATUS_TXT | Type
ASS_MNG | ASS_ELE_TAG_TXT | Type
ASS_MNG | ASS_ELE_WARRANTY_PERIOD_TXT | Type
ASS_MNG | ASS_EQUIPMENT_TAG_TXT | Type
ASS_MNG | ASS_EXPECTED_ANNUAL_DOWNTIME_HOURS_HRS | Type
ASS_MNG | ASS_EXPECTED_LIFE_YEARS_YRS | Type
ASS_MNG | ASS_HVC_SYSTEM_TYPE_TXT | Type
ASS_MNG | ASS_IP_RATING_TXT | Type
ASS_MNG | ASS_LOCAL_SERVICE_AVAILABLE_TXT | Type
ASS_MNG | ASS_MAINTENANCE_ACCESS_METHOD_TXT | Type
ASS_MNG | ASS_MAINTENANCE_FREQUENCY_MONTHS | Type
ASS_MNG | ASS_MAINTENANCE_SCHEDULE_TXT | Type
ASS_MNG | ASS_NUMBER_OF_DAT_OUTLETS_INT | Type
ASS_MNG | ASS_NUMBER_OF_PWR_OUTLETS_INT | Type
ASS_MNG | ASS_OANDM_MANUALS_PROVIDED_TXT | Type
ASS_MNG | ASS_OPERATOR_TRAINING_REQUIRED_BOOL | Type
ASS_MNG | ASS_PART_NUMBER_TXT | Type
ASS_MNG | ASS_PMT_CNT_CONTRACTOR_TXT | Type
ASS_MNG | ASS_PMT_COD_APP_TXT | Type
ASS_MNG | ASS_PMT_COD_INSPECTOR_NAME_TXT | Type
ASS_MNG | ASS_PMT_COD_NEXT_INSP_DATE_TXT | Type
ASS_MNG | ASS_PMT_COD_SECTION_TXT | Type
ASS_MNG | ASS_PMT_COD_STD_TXT | Type
ASS_MNG | ASS_PMT_COD_SYSTEM_COMPONENT_TXT | Type
ASS_MNG | ASS_PMT_CST_LABOUR_CST_UGX_NR | Type
ASS_MNG | ASS_PMT_CST_MAT_CST_UGX_NR | Type
ASS_MNG | ASS_PMT_CST_TOTAL_CST_UGX_NR | Type
ASS_MNG | ASS_PMT_CST_UNIT_CST_UGX_NR | Type
ASS_MNG | ASS_PMT_CST_UNIT_PRICE_UGX_NR | Type
ASS_MNG | ASS_PMT_CST_UNIT_RATE_UGX_NR | Type
ASS_MNG | ASS_PMT_INST_METHOD_TXT | Type
ASS_MNG | ASS_PMT_INV_ON_SITE_NR | Type
ASS_MNG | ASS_PMT_INV_REM_NR | Type
ASS_MNG | ASS_PMT_INV_REORD_LVL_NR | Instance
ASS_MNG | ASS_PMT_INV_UNIT_TXT | Type
ASS_MNG | ASS_PMT_INV_USD_NR | Type
ASS_MNG | ASS_PMT_LOG_LEAD_TIME_DAYS | Type
ASS_MNG | ASS_PMT_PAY_INVOICE_TXT | Type
ASS_MNG | ASS_PMT_PRO_DELIVERY_DATE_TXT | Type
ASS_MNG | ASS_PMT_PRO_PO_NR_TXT | Type
ASS_MNG | ASS_PMT_PRO_SUPPLIER_TXT | Type
ASS_MNG | ASS_PMT_QA_APVD_BY_TXT | Type
ASS_MNG | ASS_PMT_QA_BATCH_NR_TXT | Type
ASS_MNG | ASS_PMT_QA_CERTIFICATE_NR_TXT | Type
ASS_MNG | ASS_PMT_QA_INSP_DATE_TXT | Type
ASS_MNG | ASS_PMT_QA_TST_RESULT_TXT | Type
ASS_MNG | ASS_PMT_QTY_DELIVERED_NR | Type
ASS_MNG | ASS_PMT_QTY_ORDERED_NR | Type
ASS_MNG | ASS_PMT_QTY_VARIANCE_NR | Type
ASS_MNG | ASS_PMT_SCH_COMPLETION_PCT | Type
ASS_MNG | ASS_PMT_SCH_END_ACTUAL_TXT | Type
ASS_MNG | ASS_PMT_SCH_END_PLANNED_TXT | Type
ASS_MNG | ASS_PMT_SCH_PHS_TXT | Type
ASS_MNG | ASS_PMT_SCH_START_ACTUAL_TXT | Type
ASS_MNG | ASS_PMT_SCH_START_PLANNED_TXT | Type
ASS_MNG | ASS_PMT_SUP_CONTACT_TXT | Type
ASS_MNG | ASS_PREDICTIVE_MAINTENANCE_CAPABLE_BOOL | Type
ASS_MNG | ASS_PRODCT_COD_TXT | Type
ASS_MNG | ASS_REMOTE_MONITORING_CAPABLE_BOOL | Type
ASS_MNG | ASS_ROOM_AREA_SQ_M | Type
ASS_MNG | ASS_ROOM_FUNCTION_USE_TXT | Type
ASS_MNG | ASS_ROOM_NAME_TXT | Type
ASS_MNG | ASS_ROOM_NUMBER_TXT | Type
ASS_MNG | ASS_ROOM_VOLUME_CU_M | Type
ASS_MNG | ASS_SKIRTING_TYPE_TXT | Type
ASS_MNG | ASS_WARRANTY_EXPIRATION_DATE_TXT | Type
FLS_LIFE_SFTY | FLS_PROT_ACCESS_VISUAL_ALARM_TXT | Type
FLS_LIFE_SFTY | FLS_PROT_CORROSION_PROT_LVL_NR | Instance
FLS_LIFE_SFTY | FLS_PROT_FLS_DEPARTMENT_APPROVAL_REQUIRED_BOOL | Type
FLS_LIFE_SFTY | FLS_PROT_FLS_ESCAPE_STAIR_TXT | Type
FLS_LIFE_SFTY | FLS_PROT_FLS_RESISTANCE_RATING_MINUTES_MIN | Type
FLS_LIFE_SFTY | FLS_PROT_SECRUSION_ALARM_TXT | Type
FLS_LIFE_SFTY | FLS_PROT_SEC_ACCESS_CONTROL_REQ_TXT | Type
FLS_LIFE_SFTY | FLS_PROT_SPRINKLER_HED_TYPE_TXT | Type
FLS_LIFE_SFTY | FLS_SFTY_COVERAGE_AREA_SQ_M | Type
FLS_LIFE_SFTY | FLS_SFTY_DEV_ADDRESS_TXT | Type
FLS_LIFE_SFTY | FLS_SFTY_DEV_DETECTOR_SENSITIVITY_TXT | Type
FLS_LIFE_SFTY | FLS_SFTY_DEV_LOOP_TXT | Type
FLS_LIFE_SFTY | FLS_SFTY_DEV_TYPE_TXT | Type
FLS_LIFE_SFTY | FLS_SFTY_DEV_ZONE_TXT | Type
FLS_LIFE_SFTY | FLS_SFTY_FLW_RATE_LPM_NR | Type
FLS_LIFE_SFTY | FLS_SFTY_HAZARD_CLASS_TXT | Type
FLS_LIFE_SFTY | FLS_SFTY_PSR_BAR | Type
FLS_LIFE_SFTY | FLS_SFTY_SEC_CCTV_COVERAGE_TXT | Type
FLS_LIFE_SFTY | FLS_SFTY_SEC_EXIT_SIGNAGE_BOOL | Type
FLS_LIFE_SFTY | FLS_SFTY_SEC_LOCKOUT_TAGOUT_REQ_TXT | Type
FLS_LIFE_SFTY | FLS_SFTY_SEC_PPE_REQUIRED_BOOL | Type
FLS_LIFE_SFTY | FLS_SFTY_SYSTEM_TYPE_TXT | Type
FLS_LIFE_SFTY | FLS_SFTY_TEMP_RATING_C | Type
HVC_SYSTEMS | HVC_ACCESS_WHEELCHAIR_ACCESS_TXT | Type
HVC_SYSTEMS | HVC_CAP_KW | Type
HVC_SYSTEMS | HVC_CAP_TR | Type
HVC_SYSTEMS | HVC_CONTROL_TYPE_TXT | Type
HVC_SYSTEMS | HVC_COP_NR | Type
HVC_SYSTEMS | HVC_DCT_EQUIVALENT_DIAMETER_IN | Type
HVC_SYSTEMS | HVC_DCT_FLW_CFM | Type
HVC_SYSTEMS | HVC_DCT_FRC_LOSS_IN_WG_100FT_NR | Type
HVC_SYSTEMS | HVC_DCT_MAT_TXT | Type
HVC_SYSTEMS | HVC_DCT_PROPERTY_TXT | Type
HVC_SYSTEMS | HVC_DCT_PSR_PA | Type
HVC_SYSTEMS | HVC_DCT_RE_NR | Type
HVC_SYSTEMS | HVC_DCT_SOUNDLVL_DB | Type
HVC_SYSTEMS | HVC_DCT_TERMINAL_SZ_TXT | Type
HVC_SYSTEMS | HVC_DCT_TERMINAL_TYPE_SD_RG_EG_VAV_TXT | Type
HVC_SYSTEMS | HVC_DCT_VEL_MPS | Type
HVC_SYSTEMS | HVC_EFF_RATIO_NUM_NR | Type
HVC_SYSTEMS | HVC_FLA_A | Type
HVC_SYSTEMS | HVC_FLW_CFM | Type
HVC_SYSTEMS | HVC_PARAMETER_GUID_TXT | Instance
HVC_SYSTEMS | HVC_PPE_FLW_GPM | Type
HVC_SYSTEMS | HVC_PPE_HEAT_TRANSFER_BTU_HR_NR | Type
HVC_SYSTEMS | HVC_PPE_HED_LOSS_FT | Type
HVC_SYSTEMS | HVC_PPE_PSR_PA | Type
HVC_SYSTEMS | HVC_PPE_TEMP_C | Type
HVC_SYSTEMS | HVC_PPE_VEL_MPS | Type
HVC_SYSTEMS | HVC_PWR_KW | Type
HVC_SYSTEMS | HVC_REFRIGERANT_TXT | Type
HVC_SYSTEMS | HVC_STAIR_BALUSTRADE_TYPE_TXT | Type
HVC_SYSTEMS | HVC_STAIR_GOING_MM | Type
HVC_SYSTEMS | HVC_STAIR_HANDRAIL_HEIGHT_MM | Type
HVC_SYSTEMS | HVC_STAIR_HANDRAIL_MAT_TXT | Type
HVC_SYSTEMS | HVC_STAIR_MAT_TXT | Type
HVC_SYSTEMS | HVC_STAIR_NOSING_TYPE_TXT | Type
HVC_SYSTEMS | HVC_STAIR_RISE_MM | Type
HVC_SYSTEMS | HVC_STAIR_TREAD_FINISH_TXT | Type
HVC_SYSTEMS | HVC_STAIR_TYPE_TXT | Type
HVC_SYSTEMS | HVC_STAIR_WIDTH_MM | Type
HVC_SYSTEMS | HVC_SYSTEM_AIR_FILTER_TYPE_RATING_TXT | Type
HVC_SYSTEMS | HVC_SYSTEM_ASHRAE_CMPL_NR | Type
HVC_SYSTEMS | HVC_SYSTEM_CAP_KW | Type
HVC_SYSTEMS | HVC_SYSTEM_EFF_RATIO_TXT | Type
HVC_SYSTEMS | HVC_SYSTEM_MEP_TYPE_TXT | Type
HVC_SYSTEMS | HVC_SYSTEM_LOAD_CALCULATION_CHECK_NR | Type
HVC_SYSTEMS | HVC_SYSTEM_OPERATING_VLT_V | Type
HVC_SYSTEMS | HVC_SYSTEM_PSR_PA | Type
HVC_SYSTEMS | HVC_SYSTEM_PWR_KW | Type
HVC_SYSTEMS | HVC_SYSTEM_REFRIGERANT_TYPE_TXT | Type
HVC_SYSTEMS | HVC_THERM_AIR_TIGHTNESS_M3_HM2_NR | Type
HVC_SYSTEMS | MEP_TYPE_TXT | Type
HVC_SYSTEMS | HVC_VEL_MPS | Type
HVC_SYSTEMS | HVC_VLT_V | Type
INST_CST | CST_ACCESS_CHALLENGES_TXT | Type
INST_CST | CST_DELIVERY_LEAD_TIME_DAYS | Type
INST_CST | CST_FIX_BALLAST_FCT_NR | Type
INST_CST | CST_FIX_BEAM_ANGLE_DEG | Type
INST_CST | CST_FIX_CAT_NUM_NR | Type
INST_CST | CST_FIX_CONTROL_TYPE_TXT | Type
INST_CST | CST_FIX_CRI_NR | Type
INST_CST | CST_FIX_DIMMING_TYPE_TXT | Type
INST_CST | CST_FIX_LUMEN_OUTPUT_LM | Type
INST_CST | CST_FIX_TOTAL_WATTAGE_W | Type
INST_CST | CST_IMPORT_REQUIRED_BOOL | Type
INST_CST | CST_INST_ACCESS_REQ_TXT | Type
INST_CST | CST_INST_CLEARANCE_MM | Type
INST_CST | CST_INST_METHOD_TXT | Type
INST_CST | CST_INST_SEISMIC_BOOL | Type
INST_CST | CST_INST_SPT_TYPE_TXT | Type
INST_CST | CST_INST_VIBRATION_ISOLATION_TXT | Type
INST_CST | CST_LOCAL_MAT_BOOL | Type
INST_CST | CST_PROT_AIR_TERMINAL_HEIGHT_IN | Type
INST_CST | CST_PROT_AIR_TERMINAL_TYPE_TXT | Type
INST_CST | CST_PROT_BOND_TYPE_TXT | Type
INST_CST | CST_PROT_COND_SZ_AWG_NR | Type
INST_CST | CST_PROT_COND_TYPE_TXT | Type
INST_CST | CST_PROT_DESIGN_STD_TXT | Type
INST_CST | CST_PROT_DOWN_COND_COUNT_NR | Type
INST_CST | CST_PROT_GROUND_RESISTANCE_OHM | Type
INST_CST | CST_PROT_GROUND_ROD_DIAMETER_IN | Type
INST_CST | CST_PROT_GROUND_ROD_LENGTH_FT | Type
INST_CST | CST_PROT_GROUND_ROD_TYPE_TXT | Type
INST_CST | CST_PROT_HEIGHT_ABOVE_GRADE_FT | Type
INST_CST | CST_PROT_RADIUS_FT | Type
INST_CST | CST_SKILLED_LABOR_REQ_TXT | Type
INST_CST | CST_SPECIAL_EQUIPMENT_TXT | Type
INST_CST | CST_STORAGE_REQ_TXT | Type
INST_CST | CST_SUP_ALTERNATIVE_SUPPLIERS_TXT | Type
INST_CST | CST_SUP_COUNTRY_OF_ORIGIN_INT | Type
INST_CST | CST_SUP_CUSTOMS_CLEARANCE_DAYS | Type
INST_CST | CST_SUP_LOCAL_SUPPLIER_TXT | Type
INST_CST | CST_SUP_PAYMENT_TERMS_TXT | Type
INST_CST | CST_SUP_PREFERRED_SUPPLIER_TXT | Type
INST_CST | CST_SUP_PROCUREMENT_LEAD_TIME_DAYS | Type
INST_CST | CST_SUP_QUALITY_INSP_REQ_BOOL | Type
INST_CST | CST_SUP_SHIPPING_METHOD_TXT | Type
INST_CST | CST_S_CON_ADMIXTURE_TXT | Type
INST_CST | CST_S_CON_AGGREGATE_VOLUME_CU_M | Type
INST_CST | CST_S_CON_CEMENT_BAGS_NR | Type
INST_CST | CST_S_CON_CST_TOTAL_UGX_NR | Type
INST_CST | CST_S_CON_CURING_DAYS_NR | Type
INST_CST | CST_S_CON_FORMWORK_AREA_SQ_M | Type
INST_CST | CST_S_CON_GRADE_TXT | Type
INST_CST | CST_S_CON_MIX_RATIO_TXT | Type
INST_CST | CST_S_CON_POUR_SEQUENCE_TXT | Type
INST_CST | CST_S_CON_SAND_VOLUME_CU_M | Type
INST_CST | CST_S_CON_SLUMP_MM | Type
INST_CST | CST_S_CON_STRENGTH_MPA | Type
INST_CST | CST_S_CON_TYPE_TXT | Type
INST_CST | CST_S_CON_VOLUME_CU_M | Type
INST_CST | CST_S_CON_VOLUME_WASTAGE_CU_M | Type
INST_CST | CST_S_CON_WTR_VOLUME_L | Type
INST_CST | CST_S_EAR_BACKFILL_VOLUME_CU_M | Type
INST_CST | CST_S_EAR_BLINDING_VOLUME_CU_M | Type
INST_CST | CST_S_EAR_COMPACTION_NR | Type
INST_CST | CST_S_EAR_EXCAVATION_DEPTH_M | Type
INST_CST | CST_S_EAR_EXCAVATION_METHOD_TXT | Type
INST_CST | CST_S_EAR_EXCAVATION_VOLUME_CU_M | Type
INST_CST | CST_S_EAR_FILL_MAT_TXT | Type
INST_CST | CST_S_EAR_GEOTEXTILE_AREA_SQ_M | Type
INST_CST | CST_S_EAR_HARDCORE_THICKNESS_MM | Type
INST_CST | CST_S_EAR_HARDCORE_VOLUME_CU_M | Type
INST_CST | CST_S_EAR_SOIL_TYPE_TXT | Type
INST_CST | CST_S_FRM_BEAM_AREA_SQ_M | Type
INST_CST | CST_S_FRM_COLUMN_AREA_SQ_M | Type
INST_CST | CST_S_FRM_CST_TOTAL_UGX_NR | Type
INST_CST | CST_S_FRM_PLYWOOD_SHEETS_NR | Type
INST_CST | CST_S_FRM_PROPS_QUANTITY_NR | Type
INST_CST | CST_S_FRM_RELEASE_AGENT_L | Type
INST_CST | CST_S_FRM_REUSE_CYCLES_NR | Type
INST_CST | CST_S_FRM_SLAB_AREA_SQ_M | Type
INST_CST | CST_S_FRM_STRIPPING_TIME_DAYS | Type
INST_CST | CST_S_FRM_TIMBER_VOLUME_CU_M | Type
INST_CST | CST_S_FRM_TYPE_TXT | Type
INST_CST | CST_S_MAS_BRICK_QUANTITY_NR | Type
INST_CST | CST_S_MAS_BRICK_STRENGTH_TXT | Type
INST_CST | CST_S_MAS_BRICK_TYPE_TXT | Type
INST_CST | CST_S_MAS_BRICK_WASTAGE_NR | Type
INST_CST | CST_S_MAS_CEMENT_BAGS_NR | Type
INST_CST | CST_S_MAS_CST_TOTAL_UGX_NR | Type
INST_CST | CST_S_MAS_MORTAR_RATIO_TXT | Type
INST_CST | CST_S_MAS_MORTAR_TYPE_TXT | Type
INST_CST | CST_S_MAS_MORTAR_VOLUME_CU_M | Type
INST_CST | CST_S_MAS_NET_AREA_SQ_M | Type
INST_CST | CST_S_MAS_OPENING_AREA_SQ_M | Type
INST_CST | CST_S_MAS_SAND_VOLUME_CU_M | Type
INST_CST | CST_S_MAS_WALL_AREA_SQ_M | Type
INST_CST | CST_S_MAS_WALL_THICKNESS_MM | Type
INST_CST | CST_S_MAS_WASTAGE_FCT_PCT | Type
INST_CST | CST_S_REI_COVER_MM | Type
INST_CST | CST_S_REI_CST_TOTAL_UGX_NR | Type
INST_CST | CST_S_REI_DIAMETER_MM | Type
INST_CST | CST_S_REI_GRADE_TXT | Type
INST_CST | CST_S_REI_LENGTH_M | Type
INST_CST | CST_S_REI_MARK_PREFIX_TXT | Type
INST_CST | CST_S_REI_OVERLAP_LENGTH_MM | Type
INST_CST | CST_S_REI_SCHEDULE_REF_TXT | Type
INST_CST | CST_S_REI_SPACING_MM | Type
INST_CST | CST_S_REI_TYPE_TXT | Type
INST_CST | CST_S_REI_WEIGHT_KG | Type
INST_CST | CST_S_REI_WEIGHT_WASTAGE_KG | Type
INST_CST | CST_S_REI_WIRE_WEIGHT_KG | Type
LTG_CONTROLS | CST_FIX_EMRG_CAPABLE_BOOL | Type
PER_SUST | CST_ENERGY_ANNUAL_UGX_NUM_NR | Type
PER_SUST | PERF_HUMIDITY_RANGE_PCT | Type
PER_SUST | PERF_NOISE_LVL_DB | Instance
PER_SUST | PERF_PWR_FCT_KW | Type
PER_SUST | PERF_TEMP_OPERATING_C | Type
PER_SUST | PERF_VIBRATION_LVL_NR | Instance
PER_SUST | PER_ACOUSTICS_BACKGROUND_NOISE_DB | Type
PER_SUST | PER_ACOUSTICS_IIC_RATING_TXT | Type
PER_SUST | PER_ACOUSTICS_ISOLATION_REQ_BOOL | Type
PER_SUST | PER_ACOUSTICS_REVERBERATION_TIME_SEC_NR | Type
PER_SUST | PER_ACOUSTICS_STC_RATING_TXT | Type
PER_SUST | PER_ACOUSTICS_TREATMENT_TYPE_TXT | Type
PER_SUST | PER_ENVIRONMENTAL_ALTITUDE_M | Type
PER_SUST | PER_ENVIRONMENTAL_CLIMATE_ZONE_TXT | Type
PER_SUST | PER_ENVIRONMENTAL_CORROSION_PROT_TXT | Type
PER_SUST | PER_ENVIRONMENTAL_DUST_PROT_REQ_BOOL | Type
PER_SUST | PER_ENVIRONMENTAL_HUMIDITY_DESIGN_PCT | Type
PER_SUST | PER_ENVIRONMENTAL_RAINFALL_ANNUAL_MM | Type
PER_SUST | PER_ENVIRONMENTAL_TEMP_DESIGN_C | Type
PER_SUST | PER_ENVIRONMENTAL_TERMITE_PROT_BOOL | Type
PER_SUST | PER_SUST_CARBON_FOOTPRINT_KG | Type
PER_SUST | PER_SUST_EDGE_CONTRIB_TXT | Type
PER_SUST | PER_SUST_ENERGY_RATING_TXT | Type
PER_SUST | PER_SUST_LEED_CONTRIB_TXT | Type
PER_SUST | PER_SUST_RECYCLABLE_BOOL | Type
PER_SUST | PER_SUST_RECYCLED_CONTENT_PCT | Type
PER_SUST | PER_SUST_WTR_RATING_NR | Type
PER_SUST | PER_THERM_CONDENSATION_RISK_TXT | Type
PER_SUST | PER_THERM_NATURAL_VENT_TXT | Type
PER_SUST | PER_THERM_PASSIVE_DESIGN_TXT | Type
PER_SUST | PER_THERM_R_VALUE_M2K_W | Type
PER_SUST | PER_THERM_SHADING_DEVICE_TXT | Type
PER_SUST | PER_THERM_SOLAR_ABSORPTANCE_NR | Type
PER_SUST | PER_THERM_THERMAL_MASS_KJ_M2K_KJ | Type
PER_SUST | PER_THERM_U_VALUE_W_M2K_NR | Type
PLM_DRN | WTR_FILTRATION_TYPE_TXT | Type
PLM_DRN | WTR_GREYWTR_REUSE_BOOL | Type
PLM_DRN | WTR_HARVESTING_BOOL | Type
PLM_DRN | WTR_PSR_BAR | Type
PLM_DRN | WTR_PSR_RESIDUAL_PSI | Type
PLM_DRN | WTR_QUALITY_TREATMENT_REQ_TXT | Type
PLM_DRN | WTR_SOURCE_TYPE_TXT | Type
PLM_DRN | WTR_STORAGE_REQ_L | Type
PLM_DRN | WTR_SUPPLY_RELIABILITY_TXT | Type
PLM_DRN | WTR_SYSTEM_TYPE_TXT | Type
PLM_DRN | WTR_TREATMENT_CHEMICAL_TYPE_TXT | Type

## Nurse Call Devices
Group | Parameter Name | Binding
COM_DAT | COM_BANDWIDTH_MBPS_TXT | Type
COM_DAT | CBL_TYPE_TXT | Type
COM_DAT | COM_COM_SYSTEM_TYPE_TXT | Type
COM_DAT | COM_C_ACCURACY_PCT | Type
COM_DAT | COM_C_DEV_BACNET_INSTANCE_INT | Type
COM_DAT | COM_C_DEV_CONTROLLER_NAME_TXT | Type
COM_DAT | COM_C_DEV_TYPE_TXT | Type
COM_DAT | COM_C_MEASUREMENT_RANGE_TXT | Type
COM_DAT | COM_C_NETWORK_ADDRESS_TXT | Type
COM_DAT | COM_C_PROTOCOL_TXT | Type
COM_DAT | COM_C_PWR_SUPPLY_V | Type
COM_DAT | COM_C_SENSOR_TYPE_TXT | Type
COM_DAT | COM_C_SYSTEM_TYPE_TXT | Type
COM_DAT | COM_POE_CAPABLE_BOOL | Type
COM_DAT | COM_PORTCOUNT_INT | Type
COM_DAT | COM_RACK_SPC_RU_NR | Type
COM_DAT | COM_TECH_AI_OPTIMIZATION_TXT | Type
COM_DAT | COM_TECH_CLOUD_CONNECTIVITY_TXT | Type
COM_DAT | COM_TECH_CYBER_SECURITY_LVL_TXT | Instance
COM_DAT | COM_TECH_DAT_PRIVACY_COMPLY_TXT | Type
COM_DAT | COM_TECH_FUTURE_EXPANSION_TXT | Type
COM_DAT | COM_TECH_INTEGRATION_COMPLEXITY_TXT | Type
COM_DAT | COM_TECH_IOT_CAPABLE_BOOL | Type
COM_DAT | COM_TECH_MOBILE_APP_TXT | Type

## Pipe Accessories
Group | Parameter Name | Binding
PLM_DRN | PLM_ACC_CAP_RATING_NR | Type
PLM_DRN | PLM_ACC_CONNECTION_SZ_NR | Type
PLM_DRN | PLM_ACC_CONNECTION_TYPE_TXT | Type
PLM_DRN | PLM_ACC_INST_REQUIREMENTS_TXT | Type
PLM_DRN | PLM_ACC_SZ_DIMENSION_NR | Type
PLM_DRN | PLM_CAP_CU_M | Type
PLM_DRN | PLM_DRN_ACCESS_POINTS_TXT | Type
PLM_DRN | PLM_DRN_BKWTR_VALVE_TXT | Type
PLM_DRN | PLM_DRN_BODY_MAT_TXT | Type
PLM_DRN | PLM_DRN_CLEANOUT_LOCS_TXT | Type
PLM_DRN | PLM_DRN_CLMP_RNG_A | Type
PLM_DRN | PLM_DRN_FILL_RATIO_NR | Type
PLM_DRN | PLM_DRN_FITTING_ACCESS_PROVISION_TXT | Type
PLM_DRN | PLM_DRN_FITTING_CONNECTION_TYPE_TXT | Type
PLM_DRN | PLM_DRN_FITTING_INLET_COUNT_NR | Type
PLM_DRN | PLM_DRN_FITTING_INST_DETAIL_NR | Type
PLM_DRN | PLM_DRN_FIXUNITS_NR | Type
PLM_DRN | PLM_DRN_FLW_CAP_GPM | Type
PLM_DRN | PLM_DRN_FLW_LPS | Type
PLM_DRN | PLM_DRN_GRT_MAT_TXT | Type
PLM_DRN | PLM_DRN_GRT_TYPE_TXT | Type
PLM_DRN | PLM_DRN_INST_TYPE_TXT | Type
PLM_DRN | PLM_DRN_PPE_LENGTH_M | Type
PLM_DRN | PLM_DRN_PPE_SLOPE_PCT | Type
PLM_DRN | PLM_DRN_TOP_TYPE_TXT | Type
PLM_DRN | PLM_DRN_TRAP_SEAL_DEPTH_MM | Type
PLM_DRN | PLM_DRN_VEL_MPS | Type
PLM_DRN | PLM_DRN_VNT_CONNECTION_TYPE_TXT | Type
PLM_DRN | PLM_DRN_VNT_DISTANCE_FROM_OPENING_FT | Type
PLM_DRN | PLM_DRN_VNT_LENGTH_FT | Type
PLM_DRN | PLM_DRN_VNT_MAT_TXT | Type
PLM_DRN | PLM_DRN_VNT_TERMINAL_HEIGHT_FT | Type
PLM_DRN | PLM_DRN_VNT_TERMINAL_LOC_TXT | Type
PLM_DRN | PLM_DUTY_TXT | Type
PLM_DRN | PLM_EFF_PCT | Type
PLM_DRN | PLM_EXJ_ANGULAR_MOVEMENT_DEG | Type
PLM_DRN | PLM_EXJ_AXIAL_MOVEMENT_MM | Type
PLM_DRN | PLM_EXJ_BELLOWS_MAT_TXT | Type
PLM_DRN | PLM_EXJ_END_CONNECTION_TXT | Type
PLM_DRN | PLM_EXJ_LATERAL_MOVEMENT_MM | Type
PLM_DRN | PLM_EXJ_MOVEMENT_CAPABILITY_TXT | Type
PLM_DRN | PLM_EXJ_TEMP_RANGE_C | Type
PLM_DRN | PLM_FACADE_WTR_PENETRATION_RESIST_NR | Type
PLM_DRN | PLM_FASTENER_FINISH_CTG_TXT | Type
PLM_DRN | PLM_FASTENER_INST_TOOL_TXT | Type
PLM_DRN | PLM_FASTENER_MAT_GRADE_TXT | Type
PLM_DRN | PLM_FASTENER_SZ_DIMENSION_NR | Type
PLM_DRN | PLM_FASTENER_THREAD_TYPE_TXT | Type
PLM_DRN | PLM_FITTING_ANGLE_DEG | Type
PLM_DRN | PLM_FITTING_CONNECTION_TYPE_TXT | Type
PLM_DRN | PLM_FITTING_END_CONNECTION_TXT | Type
PLM_DRN | PLM_FITTING_FINISH_CTG_TXT | Type
PLM_DRN | PLM_FITTING_MAT_GRADE_TXT | Type
PLM_DRN | PLM_FITTING_REDUCER_SZS_TXT | Type
PLM_DRN | PLM_FITTING_UNIT_WEIGHT_KG | Type
PLM_DRN | PLM_FIXUNITS_NR | Type
PLM_DRN | PLM_FLUSH_TYPE_MANUAL_AUTO_DUAL_TXT | Type
PLM_DRN | PLM_FLW_LPS | Type
PLM_DRN | PLM_GSK_SZ_DIMENSION_TXT | Type
PLM_DRN | PLM_HED_M | Type
PLM_DRN | PLM_HOTWTR_EXPANSION_TANK_SZ_TXT | Type
PLM_DRN | PLM_HOTWTR_FIRST_HOUR_RATING_GAL_NR | Type
PLM_DRN | PLM_HOTWTR_FLW_LPS | Type
PLM_DRN | PLM_HOTWTR_FUEL_TYPE_TXT | Type
PLM_DRN | PLM_HOTWTR_HEATER_EFF_PCT | Type
PLM_DRN | PLM_HOTWTR_INPUT_PWR_KW | Type
PLM_DRN | PLM_HOTWTR_RECIRCULATION_PUMP_TXT | Type
PLM_DRN | PLM_HOTWTR_RECOVERY_RATE_GPH | Type
PLM_DRN | PLM_HOTWTR_RELIEF_VLV_SZ_NR | Type
PLM_DRN | PLM_HOTWTR_STORAGE_CAP_GAL_NR | Type
PLM_DRN | PLM_HOTWTR_TEMP_C | Type
PLM_DRN | PLM_HOTWTR_VENTING_TYPE_TXT | Type
PLM_DRN | PLM_INST_TYPE_TXT | Type
PLM_DRN | PLM_INS_ACC_DIMENSIONS_NR | Type
PLM_DRN | PLM_INS_SPECIFICATION_TXT | Type
PLM_DRN | PLM_INS_THICKNESS_MM | Type
PLM_DRN | PLM_IPC_COD_CMPL_NR | Type
PLM_DRN | PLM_LAST_VALIDATION_DATE_TXT | Type
PLM_DRN | PLM_MAT_TXT | Type
PLM_DRN | PLM_MNT_TYPE_WALL_FLR_COUNTER_INT | Type
PLM_DRN | PLM_MOTOR_PHS_TXT | Type
PLM_DRN | PLM_MOTOR_PWR_HP_KW | Type
PLM_DRN | PLM_MOTOR_VLT_V | Type
PLM_DRN | PLM_NPSH_REQUIRED_FT | Type
PLM_DRN | PLM_PHS_TXT | Type
PLM_DRN | PLM_PMP_EFF_PCT | Type
PLM_DRN | PLM_PMP_HED_FT | Type
PLM_DRN | PLM_PPE_CLR_COD_TXT | Type
PLM_DRN | PLM_PPE_CTG_LINING_TXT | Type
PLM_DRN | PLM_PPE_FLW_LPS | Type
PLM_DRN | PLM_PPE_FRICTIONLOSS_PA_M | Type
PLM_DRN | PLM_PPE_INNER_DIAMETER_MM | Type
PLM_DRN | PLM_PPE_LENGTH_M | Type
PLM_DRN | PLM_PPE_MAT_TXT | Type
PLM_DRN | PLM_PPE_NOMINAL_SZ_INCH_NR | Type
PLM_DRN | PLM_PPE_OUTER_DIAMETER_MM | Type
PLM_DRN | PLM_PPE_PROPERTY_TXT | Type
PLM_DRN | PLM_PPE_PSR_KPA | Type
PLM_DRN | PLM_PPE_PSR_RATING_BAR | Type
PLM_DRN | PLM_PPE_RETURN_SZ_MM | Type
PLM_DRN | PLM_PPE_SCHEDULE_CLASS_TXT | Type
PLM_DRN | PLM_PPE_SIZING_CHECK_NR | Type
PLM_DRN | PLM_PPE_SPT_SPACING_M | Type
PLM_DRN | PLM_PPE_SUPPLY_SZ_MM | Type
PLM_DRN | PLM_PPE_SZ_MM | Type
PLM_DRN | PLM_PPE_TOTAL_LENGTH_M | Type
PLM_DRN | PLM_PPE_TST_PSR_BAR | Type
PLM_DRN | PLM_PPE_TYPE_CLASSIFICATION_TXT | Type
PLM_DRN | PLM_PPE_UNIT_WEIGHT_KG_M | Type
PLM_DRN | PLM_PPE_WATER_SUPPLY_FIX_UNITS_NUM_NR | Type
PLM_DRN | PLM_PROPERTY_TXT | Type
PLM_DRN | PLM_PSR_KPA | Type
PLM_DRN | PLM_PWR_KW | Type
PLM_DRN | PLM_SPT_ADJUSTMENT_RANGE_TXT | Type
PLM_DRN | PLM_SPT_ATTACHMENT_METHOD_TXT | Type
PLM_DRN | PLM_SPT_INST_DETAIL_TXT | Type
PLM_DRN | PLM_SPT_INS_PROT_TXT | Type
PLM_DRN | PLM_SPT_LD_CAP_KG | Type
PLM_DRN | PLM_SPT_SPACING_M | Type
PLM_DRN | PLM_STR_BLWD_CONNECTION_TXT | Type
PLM_DRN | PLM_STR_BODY_MAT_TXT | Type
PLM_DRN | PLM_STR_END_CONNECTION_TXT | Type
PLM_DRN | PLM_STR_FLW_DIRECTION_TXT | Type
PLM_DRN | PLM_STR_MESH_SZ_MICRON_TXT | Type
PLM_DRN | PLM_STR_SCREEN_MAT_TXT | Type
PLM_DRN | PLM_STR_STYLE_TXT | Type
PLM_DRN | PLM_TANK_CAP_GAL_NR | Type
PLM_DRN | PLM_TRAP_SZ_IN | Type
PLM_DRN | PLM_TRAP_TYPE_P_TRAP_S_TRAP_BOTTLE_TXT | Type
PLM_DRN | MEP_TYPE_TXT | Type
PLM_DRN | PLM_TYPE_WC_LAV_URN_SNK_SHW_TXT | Type
PLM_DRN | PLM_VEL_MPS | Type
PLM_DRN | PLM_VLV_ACTUATION_TYPE_TXT | Type
PLM_DRN | PLM_VLV_BODY_MAT_TXT | Type
PLM_DRN | PLM_VLV_CV_VALUE_NR | Type
PLM_DRN | PLM_VLV_END_CONNECTION_TXT | Type
PLM_DRN | PLM_VLV_OPERATOR_TYPE_TXT | Type
PLM_DRN | PLM_VLV_PSR_CLASS_TXT | Type
PLM_DRN | PLM_VLV_TRIM_MAT_TXT | Type
PLM_DRN | PLM_VNT_SZ_NR | Type
PLM_DRN | PLM_WATER_SUPPLY_FIX_UNITS_NUM_NR | Type
PLM_DRN | WTR_FILTRATION_TYPE_TXT | Type
PLM_DRN | WTR_GREYWTR_REUSE_BOOL | Type
PLM_DRN | WTR_HARVESTING_BOOL | Type
PLM_DRN | WTR_PSR_BAR | Type
PLM_DRN | WTR_PSR_RESIDUAL_PSI | Type
PLM_DRN | WTR_QUALITY_TREATMENT_REQ_TXT | Type
PLM_DRN | WTR_SOURCE_TYPE_TXT | Type
PLM_DRN | WTR_STORAGE_REQ_L | Type
PLM_DRN | WTR_SUPPLY_RELIABILITY_TXT | Type
PLM_DRN | WTR_SYSTEM_TYPE_TXT | Type
PLM_DRN | WTR_TREATMENT_CHEMICAL_TYPE_TXT | Type

## Pipe Fittings
Group | Parameter Name | Binding
HVC_SYSTEMS | HVC_PPE_FLW_GPM | Type
HVC_SYSTEMS | HVC_PPE_HEAT_TRANSFER_BTU_HR_NR | Type
HVC_SYSTEMS | HVC_PPE_HED_LOSS_FT | Type
HVC_SYSTEMS | HVC_PPE_PSR_PA | Type
HVC_SYSTEMS | HVC_PPE_TEMP_C | Type
HVC_SYSTEMS | HVC_PPE_VEL_MPS | Type
PLM_DRN | PLM_ACC_CAP_RATING_NR | Type
PLM_DRN | PLM_ACC_CONNECTION_SZ_NR | Type
PLM_DRN | PLM_ACC_CONNECTION_TYPE_TXT | Type
PLM_DRN | PLM_ACC_INST_REQUIREMENTS_TXT | Type
PLM_DRN | PLM_ACC_SZ_DIMENSION_NR | Type
PLM_DRN | PLM_CAP_CU_M | Type
PLM_DRN | PLM_DRN_ACCESS_POINTS_TXT | Type
PLM_DRN | PLM_DRN_BKWTR_VALVE_TXT | Type
PLM_DRN | PLM_DRN_BODY_MAT_TXT | Type
PLM_DRN | PLM_DRN_CLEANOUT_LOCS_TXT | Type
PLM_DRN | PLM_DRN_CLMP_RNG_A | Type
PLM_DRN | PLM_DRN_FILL_RATIO_NR | Type
PLM_DRN | PLM_DRN_FITTING_ACCESS_PROVISION_TXT | Type
PLM_DRN | PLM_DRN_FITTING_CONNECTION_TYPE_TXT | Type
PLM_DRN | PLM_DRN_FITTING_INLET_COUNT_NR | Type
PLM_DRN | PLM_DRN_FITTING_INST_DETAIL_NR | Type
PLM_DRN | PLM_DRN_FIXUNITS_NR | Type
PLM_DRN | PLM_DRN_FLW_CAP_GPM | Type
PLM_DRN | PLM_DRN_FLW_LPS | Type
PLM_DRN | PLM_DRN_GRT_MAT_TXT | Type
PLM_DRN | PLM_DRN_GRT_TYPE_TXT | Type
PLM_DRN | PLM_DRN_INST_TYPE_TXT | Type
PLM_DRN | PLM_DRN_PPE_LENGTH_M | Type
PLM_DRN | PLM_DRN_PPE_SLOPE_PCT | Type
PLM_DRN | PLM_DRN_TOP_TYPE_TXT | Type
PLM_DRN | PLM_DRN_TRAP_SEAL_DEPTH_MM | Type
PLM_DRN | PLM_DRN_VEL_MPS | Type
PLM_DRN | PLM_DRN_VNT_CONNECTION_TYPE_TXT | Type
PLM_DRN | PLM_DRN_VNT_DISTANCE_FROM_OPENING_FT | Type
PLM_DRN | PLM_DRN_VNT_LENGTH_FT | Type
PLM_DRN | PLM_DRN_VNT_MAT_TXT | Type
PLM_DRN | PLM_DRN_VNT_TERMINAL_HEIGHT_FT | Type
PLM_DRN | PLM_DRN_VNT_TERMINAL_LOC_TXT | Type
PLM_DRN | PLM_DUTY_TXT | Type
PLM_DRN | PLM_EFF_PCT | Type
PLM_DRN | PLM_EXJ_ANGULAR_MOVEMENT_DEG | Type
PLM_DRN | PLM_EXJ_AXIAL_MOVEMENT_MM | Type
PLM_DRN | PLM_EXJ_BELLOWS_MAT_TXT | Type
PLM_DRN | PLM_EXJ_END_CONNECTION_TXT | Type
PLM_DRN | PLM_EXJ_LATERAL_MOVEMENT_MM | Type
PLM_DRN | PLM_EXJ_MOVEMENT_CAPABILITY_TXT | Type
PLM_DRN | PLM_EXJ_TEMP_RANGE_C | Type
PLM_DRN | PLM_FACADE_WTR_PENETRATION_RESIST_NR | Type
PLM_DRN | PLM_FASTENER_FINISH_CTG_TXT | Type
PLM_DRN | PLM_FASTENER_INST_TOOL_TXT | Type
PLM_DRN | PLM_FASTENER_MAT_GRADE_TXT | Type
PLM_DRN | PLM_FASTENER_SZ_DIMENSION_NR | Type
PLM_DRN | PLM_FASTENER_THREAD_TYPE_TXT | Type
PLM_DRN | PLM_FITTING_ANGLE_DEG | Type
PLM_DRN | PLM_FITTING_CONNECTION_TYPE_TXT | Type
PLM_DRN | PLM_FITTING_END_CONNECTION_TXT | Type
PLM_DRN | PLM_FITTING_FINISH_CTG_TXT | Type
PLM_DRN | PLM_FITTING_MAT_GRADE_TXT | Type
PLM_DRN | PLM_FITTING_REDUCER_SZS_TXT | Type
PLM_DRN | PLM_FITTING_UNIT_WEIGHT_KG | Type
PLM_DRN | PLM_FIXUNITS_NR | Type
PLM_DRN | PLM_FLUSH_TYPE_MANUAL_AUTO_DUAL_TXT | Type
PLM_DRN | PLM_FLW_LPS | Type
PLM_DRN | PLM_GSK_SZ_DIMENSION_TXT | Type
PLM_DRN | PLM_HED_M | Type
PLM_DRN | PLM_HOTWTR_EXPANSION_TANK_SZ_TXT | Type
PLM_DRN | PLM_HOTWTR_FIRST_HOUR_RATING_GAL_NR | Type
PLM_DRN | PLM_HOTWTR_FLW_LPS | Type
PLM_DRN | PLM_HOTWTR_FUEL_TYPE_TXT | Type
PLM_DRN | PLM_HOTWTR_HEATER_EFF_PCT | Type
PLM_DRN | PLM_HOTWTR_INPUT_PWR_KW | Type
PLM_DRN | PLM_HOTWTR_RECIRCULATION_PUMP_TXT | Type
PLM_DRN | PLM_HOTWTR_RECOVERY_RATE_GPH | Type
PLM_DRN | PLM_HOTWTR_RELIEF_VLV_SZ_NR | Type
PLM_DRN | PLM_HOTWTR_STORAGE_CAP_GAL_NR | Type
PLM_DRN | PLM_HOTWTR_TEMP_C | Type
PLM_DRN | PLM_HOTWTR_VENTING_TYPE_TXT | Type
PLM_DRN | PLM_INST_TYPE_TXT | Type
PLM_DRN | PLM_INS_ACC_DIMENSIONS_NR | Type
PLM_DRN | PLM_INS_SPECIFICATION_TXT | Type
PLM_DRN | PLM_INS_THICKNESS_MM | Type
PLM_DRN | PLM_IPC_COD_CMPL_NR | Type
PLM_DRN | PLM_LAST_VALIDATION_DATE_TXT | Type
PLM_DRN | PLM_MAT_TXT | Type
PLM_DRN | PLM_MNT_TYPE_WALL_FLR_COUNTER_INT | Type
PLM_DRN | PLM_MOTOR_PHS_TXT | Type
PLM_DRN | PLM_MOTOR_PWR_HP_KW | Type
PLM_DRN | PLM_MOTOR_VLT_V | Type
PLM_DRN | PLM_NPSH_REQUIRED_FT | Type
PLM_DRN | PLM_PHS_TXT | Type
PLM_DRN | PLM_PMP_EFF_PCT | Type
PLM_DRN | PLM_PMP_HED_FT | Type
PLM_DRN | PLM_PPE_CLR_COD_TXT | Type
PLM_DRN | PLM_PPE_CTG_LINING_TXT | Type
PLM_DRN | PLM_PPE_FLW_LPS | Type
PLM_DRN | PLM_PPE_FRICTIONLOSS_PA_M | Type
PLM_DRN | PLM_PPE_INNER_DIAMETER_MM | Type
PLM_DRN | PLM_PPE_LENGTH_M | Type
PLM_DRN | PLM_PPE_MAT_TXT | Type
PLM_DRN | PLM_PPE_NOMINAL_SZ_INCH_NR | Type
PLM_DRN | PLM_PPE_OUTER_DIAMETER_MM | Type
PLM_DRN | PLM_PPE_PROPERTY_TXT | Type
PLM_DRN | PLM_PPE_PSR_KPA | Type
PLM_DRN | PLM_PPE_PSR_RATING_BAR | Type
PLM_DRN | PLM_PPE_RETURN_SZ_MM | Type
PLM_DRN | PLM_PPE_SCHEDULE_CLASS_TXT | Type
PLM_DRN | PLM_PPE_SIZING_CHECK_NR | Type
PLM_DRN | PLM_PPE_SPT_SPACING_M | Type
PLM_DRN | PLM_PPE_SUPPLY_SZ_MM | Type
PLM_DRN | PLM_PPE_SZ_MM | Type
PLM_DRN | PLM_PPE_TOTAL_LENGTH_M | Type
PLM_DRN | PLM_PPE_TST_PSR_BAR | Type
PLM_DRN | PLM_PPE_TYPE_CLASSIFICATION_TXT | Type
PLM_DRN | PLM_PPE_UNIT_WEIGHT_KG_M | Type
PLM_DRN | PLM_PPE_WATER_SUPPLY_FIX_UNITS_NUM_NR | Type
PLM_DRN | PLM_PROPERTY_TXT | Type
PLM_DRN | PLM_PSR_KPA | Type
PLM_DRN | PLM_PWR_KW | Type
PLM_DRN | PLM_SPT_ADJUSTMENT_RANGE_TXT | Type
PLM_DRN | PLM_SPT_ATTACHMENT_METHOD_TXT | Type
PLM_DRN | PLM_SPT_INST_DETAIL_TXT | Type
PLM_DRN | PLM_SPT_INS_PROT_TXT | Type
PLM_DRN | PLM_SPT_LD_CAP_KG | Type
PLM_DRN | PLM_SPT_SPACING_M | Type
PLM_DRN | PLM_STR_BLWD_CONNECTION_TXT | Type
PLM_DRN | PLM_STR_BODY_MAT_TXT | Type
PLM_DRN | PLM_STR_END_CONNECTION_TXT | Type
PLM_DRN | PLM_STR_FLW_DIRECTION_TXT | Type
PLM_DRN | PLM_STR_MESH_SZ_MICRON_TXT | Type
PLM_DRN | PLM_STR_SCREEN_MAT_TXT | Type
PLM_DRN | PLM_STR_STYLE_TXT | Type
PLM_DRN | PLM_TANK_CAP_GAL_NR | Type
PLM_DRN | PLM_TRAP_SZ_IN | Type
PLM_DRN | PLM_TRAP_TYPE_P_TRAP_S_TRAP_BOTTLE_TXT | Type
PLM_DRN | MEP_TYPE_TXT | Type
PLM_DRN | PLM_TYPE_WC_LAV_URN_SNK_SHW_TXT | Type
PLM_DRN | PLM_VEL_MPS | Type
PLM_DRN | PLM_VLV_ACTUATION_TYPE_TXT | Type
PLM_DRN | PLM_VLV_BODY_MAT_TXT | Type
PLM_DRN | PLM_VLV_CV_VALUE_NR | Type
PLM_DRN | PLM_VLV_END_CONNECTION_TXT | Type
PLM_DRN | PLM_VLV_OPERATOR_TYPE_TXT | Type
PLM_DRN | PLM_VLV_PSR_CLASS_TXT | Type
PLM_DRN | PLM_VLV_TRIM_MAT_TXT | Type
PLM_DRN | PLM_VNT_SZ_NR | Type
PLM_DRN | PLM_WATER_SUPPLY_FIX_UNITS_NUM_NR | Type
PLM_DRN | WTR_FILTRATION_TYPE_TXT | Type
PLM_DRN | WTR_GREYWTR_REUSE_BOOL | Type
PLM_DRN | WTR_HARVESTING_BOOL | Type
PLM_DRN | WTR_PSR_BAR | Type
PLM_DRN | WTR_PSR_RESIDUAL_PSI | Type
PLM_DRN | WTR_QUALITY_TREATMENT_REQ_TXT | Type
PLM_DRN | WTR_SOURCE_TYPE_TXT | Type
PLM_DRN | WTR_STORAGE_REQ_L | Type
PLM_DRN | WTR_SUPPLY_RELIABILITY_TXT | Type
PLM_DRN | WTR_SYSTEM_TYPE_TXT | Type
PLM_DRN | WTR_TREATMENT_CHEMICAL_TYPE_TXT | Type

## Plumbing Fixtures
Group | Parameter Name | Binding
ASS_MNG | ASS_CAT_TXT | Type
ASS_MNG | ASS_CRITICALITY_RATING_NR | Type
ASS_MNG | ASS_CRITICAL_SPARE_PARTS_REQUIRED_BOOL | Type
ASS_MNG | ASS_CST_ANNUAL_MAINTENANCE_UGX_NR | Type
ASS_MNG | ASS_CST_INSTALLUGXNUM_UGX_NR | Type
ASS_MNG | ASS_CST_LIFECYCLEUGXNUM_UGX_NR | Type
ASS_MNG | ASS_CST_QUANTITYNUM_UGX_NR | Type
ASS_MNG | ASS_CST_TOTALUGXNUM_UGX_NR | Type
ASS_MNG | ASS_CST_UNT_PRCUGXNUM_UGX_NR | Type
ASS_MNG | ASS_DEPARTMENT_ASSIGNMENT_TXT | Type
ASS_MNG | ASS_DESIGN_LTG_LVL_LUX_NR | Instance
ASS_MNG | ASS_DESIGN_OCCUPANCY_INT | Type
ASS_MNG | ASS_ELE_COMMENTS_TXT | Type
ASS_MNG | ASS_ELE_DESCRIPTION_TXT | Type
ASS_MNG | ASS_ELE_ID_TXT | Instance
ASS_MNG | ASS_ELE_INST_DATE_TXT | Type
ASS_MNG | ASS_ELE_LOC_TXT | Type
ASS_MNG | ASS_ELE_MANUFACTURER_TXT | Type
ASS_MNG | ASS_ELE_MODELBER_TXT | Type
ASS_MNG | ASS_ELE_SERIALBER_TXT | Type
ASS_MNG | ASS_ELE_STATUS_TXT | Type
ASS_MNG | ASS_ELE_TAG_TXT | Type
ASS_MNG | ASS_ELE_WARRANTY_PERIOD_TXT | Type
ASS_MNG | ASS_EQUIPMENT_TAG_TXT | Type
ASS_MNG | ASS_EXPECTED_ANNUAL_DOWNTIME_HOURS_HRS | Type
ASS_MNG | ASS_EXPECTED_LIFE_YEARS_YRS | Type
ASS_MNG | ASS_HVC_SYSTEM_TYPE_TXT | Type
ASS_MNG | ASS_IP_RATING_TXT | Type
ASS_MNG | ASS_LOCAL_SERVICE_AVAILABLE_TXT | Type
ASS_MNG | ASS_MAINTENANCE_ACCESS_METHOD_TXT | Type
ASS_MNG | ASS_MAINTENANCE_FREQUENCY_MONTHS | Type
ASS_MNG | ASS_MAINTENANCE_SCHEDULE_TXT | Type
ASS_MNG | ASS_NUMBER_OF_DAT_OUTLETS_INT | Type
ASS_MNG | ASS_NUMBER_OF_PWR_OUTLETS_INT | Type
ASS_MNG | ASS_OANDM_MANUALS_PROVIDED_TXT | Type
ASS_MNG | ASS_OPERATOR_TRAINING_REQUIRED_BOOL | Type
ASS_MNG | ASS_PART_NUMBER_TXT | Type
ASS_MNG | ASS_PMT_CNT_CONTRACTOR_TXT | Type
ASS_MNG | ASS_PMT_COD_APP_TXT | Type
ASS_MNG | ASS_PMT_COD_INSPECTOR_NAME_TXT | Type
ASS_MNG | ASS_PMT_COD_NEXT_INSP_DATE_TXT | Type
ASS_MNG | ASS_PMT_COD_SECTION_TXT | Type
ASS_MNG | ASS_PMT_COD_STD_TXT | Type
ASS_MNG | ASS_PMT_COD_SYSTEM_COMPONENT_TXT | Type
ASS_MNG | ASS_PMT_CST_LABOUR_CST_UGX_NR | Type
ASS_MNG | ASS_PMT_CST_MAT_CST_UGX_NR | Type
ASS_MNG | ASS_PMT_CST_TOTAL_CST_UGX_NR | Type
ASS_MNG | ASS_PMT_CST_UNIT_CST_UGX_NR | Type
ASS_MNG | ASS_PMT_CST_UNIT_PRICE_UGX_NR | Type
ASS_MNG | ASS_PMT_CST_UNIT_RATE_UGX_NR | Type
ASS_MNG | ASS_PMT_INST_METHOD_TXT | Type
ASS_MNG | ASS_PMT_INV_ON_SITE_NR | Type
ASS_MNG | ASS_PMT_INV_REM_NR | Type
ASS_MNG | ASS_PMT_INV_REORD_LVL_NR | Instance
ASS_MNG | ASS_PMT_INV_UNIT_TXT | Type
ASS_MNG | ASS_PMT_INV_USD_NR | Type
ASS_MNG | ASS_PMT_LOG_LEAD_TIME_DAYS | Type
ASS_MNG | ASS_PMT_PAY_INVOICE_TXT | Type
ASS_MNG | ASS_PMT_PRO_DELIVERY_DATE_TXT | Type
ASS_MNG | ASS_PMT_PRO_PO_NR_TXT | Type
ASS_MNG | ASS_PMT_PRO_SUPPLIER_TXT | Type
ASS_MNG | ASS_PMT_QA_APVD_BY_TXT | Type
ASS_MNG | ASS_PMT_QA_BATCH_NR_TXT | Type
ASS_MNG | ASS_PMT_QA_CERTIFICATE_NR_TXT | Type
ASS_MNG | ASS_PMT_QA_INSP_DATE_TXT | Type
ASS_MNG | ASS_PMT_QA_TST_RESULT_TXT | Type
ASS_MNG | ASS_PMT_QTY_DELIVERED_NR | Type
ASS_MNG | ASS_PMT_QTY_ORDERED_NR | Type
ASS_MNG | ASS_PMT_QTY_VARIANCE_NR | Type
ASS_MNG | ASS_PMT_SCH_COMPLETION_PCT | Type
ASS_MNG | ASS_PMT_SCH_END_ACTUAL_TXT | Type
ASS_MNG | ASS_PMT_SCH_END_PLANNED_TXT | Type
ASS_MNG | ASS_PMT_SCH_PHS_TXT | Type
ASS_MNG | ASS_PMT_SCH_START_ACTUAL_TXT | Type
ASS_MNG | ASS_PMT_SCH_START_PLANNED_TXT | Type
ASS_MNG | ASS_PMT_SUP_CONTACT_TXT | Type
ASS_MNG | ASS_PREDICTIVE_MAINTENANCE_CAPABLE_BOOL | Type
ASS_MNG | ASS_PRODCT_COD_TXT | Type
ASS_MNG | ASS_REMOTE_MONITORING_CAPABLE_BOOL | Type
ASS_MNG | ASS_ROOM_AREA_SQ_M | Type
ASS_MNG | ASS_ROOM_FUNCTION_USE_TXT | Type
ASS_MNG | ASS_ROOM_NAME_TXT | Type
ASS_MNG | ASS_ROOM_NUMBER_TXT | Type
ASS_MNG | ASS_ROOM_VOLUME_CU_M | Type
ASS_MNG | ASS_SKIRTING_TYPE_TXT | Type
ASS_MNG | ASS_WARRANTY_EXPIRATION_DATE_TXT | Type
INST_CST | CST_ACCESS_CHALLENGES_TXT | Type
INST_CST | CST_DELIVERY_LEAD_TIME_DAYS | Type
INST_CST | CST_FIX_BALLAST_FCT_NR | Type
INST_CST | CST_FIX_BEAM_ANGLE_DEG | Type
INST_CST | CST_FIX_CAT_NUM_NR | Type
INST_CST | CST_FIX_CONTROL_TYPE_TXT | Type
INST_CST | CST_FIX_CRI_NR | Type
INST_CST | CST_FIX_DIMMING_TYPE_TXT | Type
INST_CST | CST_FIX_LUMEN_OUTPUT_LM | Type
INST_CST | CST_FIX_TOTAL_WATTAGE_W | Type
INST_CST | CST_IMPORT_REQUIRED_BOOL | Type
INST_CST | CST_INST_ACCESS_REQ_TXT | Type
INST_CST | CST_INST_CLEARANCE_MM | Type
INST_CST | CST_INST_METHOD_TXT | Type
INST_CST | CST_INST_SEISMIC_BOOL | Type
INST_CST | CST_INST_SPT_TYPE_TXT | Type
INST_CST | CST_INST_VIBRATION_ISOLATION_TXT | Type
INST_CST | CST_LOCAL_MAT_BOOL | Type
INST_CST | CST_PROT_AIR_TERMINAL_HEIGHT_IN | Type
INST_CST | CST_PROT_AIR_TERMINAL_TYPE_TXT | Type
INST_CST | CST_PROT_BOND_TYPE_TXT | Type
INST_CST | CST_PROT_COND_SZ_AWG_NR | Type
INST_CST | CST_PROT_COND_TYPE_TXT | Type
INST_CST | CST_PROT_DESIGN_STD_TXT | Type
INST_CST | CST_PROT_DOWN_COND_COUNT_NR | Type
INST_CST | CST_PROT_GROUND_RESISTANCE_OHM | Type
INST_CST | CST_PROT_GROUND_ROD_DIAMETER_IN | Type
INST_CST | CST_PROT_GROUND_ROD_LENGTH_FT | Type
INST_CST | CST_PROT_GROUND_ROD_TYPE_TXT | Type
INST_CST | CST_PROT_HEIGHT_ABOVE_GRADE_FT | Type
INST_CST | CST_PROT_RADIUS_FT | Type
INST_CST | CST_SKILLED_LABOR_REQ_TXT | Type
INST_CST | CST_SPECIAL_EQUIPMENT_TXT | Type
INST_CST | CST_STORAGE_REQ_TXT | Type
INST_CST | CST_SUP_ALTERNATIVE_SUPPLIERS_TXT | Type
INST_CST | CST_SUP_COUNTRY_OF_ORIGIN_INT | Type
INST_CST | CST_SUP_CUSTOMS_CLEARANCE_DAYS | Type
INST_CST | CST_SUP_LOCAL_SUPPLIER_TXT | Type
INST_CST | CST_SUP_PAYMENT_TERMS_TXT | Type
INST_CST | CST_SUP_PREFERRED_SUPPLIER_TXT | Type
INST_CST | CST_SUP_PROCUREMENT_LEAD_TIME_DAYS | Type
INST_CST | CST_SUP_QUALITY_INSP_REQ_BOOL | Type
INST_CST | CST_SUP_SHIPPING_METHOD_TXT | Type
INST_CST | CST_S_CON_ADMIXTURE_TXT | Type
INST_CST | CST_S_CON_AGGREGATE_VOLUME_CU_M | Type
INST_CST | CST_S_CON_CEMENT_BAGS_NR | Type
INST_CST | CST_S_CON_CST_TOTAL_UGX_NR | Type
INST_CST | CST_S_CON_CURING_DAYS_NR | Type
INST_CST | CST_S_CON_FORMWORK_AREA_SQ_M | Type
INST_CST | CST_S_CON_GRADE_TXT | Type
INST_CST | CST_S_CON_MIX_RATIO_TXT | Type
INST_CST | CST_S_CON_POUR_SEQUENCE_TXT | Type
INST_CST | CST_S_CON_SAND_VOLUME_CU_M | Type
INST_CST | CST_S_CON_SLUMP_MM | Type
INST_CST | CST_S_CON_STRENGTH_MPA | Type
INST_CST | CST_S_CON_TYPE_TXT | Type
INST_CST | CST_S_CON_VOLUME_CU_M | Type
INST_CST | CST_S_CON_VOLUME_WASTAGE_CU_M | Type
INST_CST | CST_S_CON_WTR_VOLUME_L | Type
INST_CST | CST_S_EAR_BACKFILL_VOLUME_CU_M | Type
INST_CST | CST_S_EAR_BLINDING_VOLUME_CU_M | Type
INST_CST | CST_S_EAR_COMPACTION_NR | Type
INST_CST | CST_S_EAR_EXCAVATION_DEPTH_M | Type
INST_CST | CST_S_EAR_EXCAVATION_METHOD_TXT | Type
INST_CST | CST_S_EAR_EXCAVATION_VOLUME_CU_M | Type
INST_CST | CST_S_EAR_FILL_MAT_TXT | Type
INST_CST | CST_S_EAR_GEOTEXTILE_AREA_SQ_M | Type
INST_CST | CST_S_EAR_HARDCORE_THICKNESS_MM | Type
INST_CST | CST_S_EAR_HARDCORE_VOLUME_CU_M | Type
INST_CST | CST_S_EAR_SOIL_TYPE_TXT | Type
INST_CST | CST_S_FRM_BEAM_AREA_SQ_M | Type
INST_CST | CST_S_FRM_COLUMN_AREA_SQ_M | Type
INST_CST | CST_S_FRM_CST_TOTAL_UGX_NR | Type
INST_CST | CST_S_FRM_PLYWOOD_SHEETS_NR | Type
INST_CST | CST_S_FRM_PROPS_QUANTITY_NR | Type
INST_CST | CST_S_FRM_RELEASE_AGENT_L | Type
INST_CST | CST_S_FRM_REUSE_CYCLES_NR | Type
INST_CST | CST_S_FRM_SLAB_AREA_SQ_M | Type
INST_CST | CST_S_FRM_STRIPPING_TIME_DAYS | Type
INST_CST | CST_S_FRM_TIMBER_VOLUME_CU_M | Type
INST_CST | CST_S_FRM_TYPE_TXT | Type
INST_CST | CST_S_MAS_BRICK_QUANTITY_NR | Type
INST_CST | CST_S_MAS_BRICK_STRENGTH_TXT | Type
INST_CST | CST_S_MAS_BRICK_TYPE_TXT | Type
INST_CST | CST_S_MAS_BRICK_WASTAGE_NR | Type
INST_CST | CST_S_MAS_CEMENT_BAGS_NR | Type
INST_CST | CST_S_MAS_CST_TOTAL_UGX_NR | Type
INST_CST | CST_S_MAS_MORTAR_RATIO_TXT | Type
INST_CST | CST_S_MAS_MORTAR_TYPE_TXT | Type
INST_CST | CST_S_MAS_MORTAR_VOLUME_CU_M | Type
INST_CST | CST_S_MAS_NET_AREA_SQ_M | Type
INST_CST | CST_S_MAS_OPENING_AREA_SQ_M | Type
INST_CST | CST_S_MAS_SAND_VOLUME_CU_M | Type
INST_CST | CST_S_MAS_WALL_AREA_SQ_M | Type
INST_CST | CST_S_MAS_WALL_THICKNESS_MM | Type
INST_CST | CST_S_MAS_WASTAGE_FCT_PCT | Type
INST_CST | CST_S_REI_COVER_MM | Type
INST_CST | CST_S_REI_CST_TOTAL_UGX_NR | Type
INST_CST | CST_S_REI_DIAMETER_MM | Type
INST_CST | CST_S_REI_GRADE_TXT | Type
INST_CST | CST_S_REI_LENGTH_M | Type
INST_CST | CST_S_REI_MARK_PREFIX_TXT | Type
INST_CST | CST_S_REI_OVERLAP_LENGTH_MM | Type
INST_CST | CST_S_REI_SCHEDULE_REF_TXT | Type
INST_CST | CST_S_REI_SPACING_MM | Type
INST_CST | CST_S_REI_TYPE_TXT | Type
INST_CST | CST_S_REI_WEIGHT_KG | Type
INST_CST | CST_S_REI_WEIGHT_WASTAGE_KG | Type
INST_CST | CST_S_REI_WIRE_WEIGHT_KG | Type
LTG_CONTROLS | CST_FIX_EMRG_CAPABLE_BOOL | Type
PLM_DRN | PLM_ACC_CAP_RATING_NR | Type
PLM_DRN | PLM_ACC_CONNECTION_SZ_NR | Type
PLM_DRN | PLM_ACC_CONNECTION_TYPE_TXT | Type
PLM_DRN | PLM_ACC_INST_REQUIREMENTS_TXT | Type
PLM_DRN | PLM_ACC_SZ_DIMENSION_NR | Type
PLM_DRN | PLM_CAP_CU_M | Type
PLM_DRN | PLM_DRN_ACCESS_POINTS_TXT | Type
PLM_DRN | PLM_DRN_BKWTR_VALVE_TXT | Type
PLM_DRN | PLM_DRN_BODY_MAT_TXT | Type
PLM_DRN | PLM_DRN_CLEANOUT_LOCS_TXT | Type
PLM_DRN | PLM_DRN_CLMP_RNG_A | Type
PLM_DRN | PLM_DRN_FILL_RATIO_NR | Type
PLM_DRN | PLM_DRN_FITTING_ACCESS_PROVISION_TXT | Type
PLM_DRN | PLM_DRN_FITTING_CONNECTION_TYPE_TXT | Type
PLM_DRN | PLM_DRN_FITTING_INLET_COUNT_NR | Type
PLM_DRN | PLM_DRN_FITTING_INST_DETAIL_NR | Type
PLM_DRN | PLM_DRN_FIXUNITS_NR | Type
PLM_DRN | PLM_DRN_FLW_CAP_GPM | Type
PLM_DRN | PLM_DRN_FLW_LPS | Type
PLM_DRN | PLM_DRN_GRT_MAT_TXT | Type
PLM_DRN | PLM_DRN_GRT_TYPE_TXT | Type
PLM_DRN | PLM_DRN_INST_TYPE_TXT | Type
PLM_DRN | PLM_DRN_PPE_LENGTH_M | Type
PLM_DRN | PLM_DRN_PPE_SLOPE_PCT | Type
PLM_DRN | PLM_DRN_TOP_TYPE_TXT | Type
PLM_DRN | PLM_DRN_TRAP_SEAL_DEPTH_MM | Type
PLM_DRN | PLM_DRN_VEL_MPS | Type
PLM_DRN | PLM_DRN_VNT_CONNECTION_TYPE_TXT | Type
PLM_DRN | PLM_DRN_VNT_DISTANCE_FROM_OPENING_FT | Type
PLM_DRN | PLM_DRN_VNT_LENGTH_FT | Type
PLM_DRN | PLM_DRN_VNT_MAT_TXT | Type
PLM_DRN | PLM_DRN_VNT_TERMINAL_HEIGHT_FT | Type
PLM_DRN | PLM_DRN_VNT_TERMINAL_LOC_TXT | Type
PLM_DRN | PLM_DUTY_TXT | Type
PLM_DRN | PLM_EFF_PCT | Type
PLM_DRN | PLM_EXJ_ANGULAR_MOVEMENT_DEG | Type
PLM_DRN | PLM_EXJ_AXIAL_MOVEMENT_MM | Type
PLM_DRN | PLM_EXJ_BELLOWS_MAT_TXT | Type
PLM_DRN | PLM_EXJ_END_CONNECTION_TXT | Type
PLM_DRN | PLM_EXJ_LATERAL_MOVEMENT_MM | Type
PLM_DRN | PLM_EXJ_MOVEMENT_CAPABILITY_TXT | Type
PLM_DRN | PLM_EXJ_TEMP_RANGE_C | Type
PLM_DRN | PLM_FACADE_WTR_PENETRATION_RESIST_NR | Type
PLM_DRN | PLM_FASTENER_FINISH_CTG_TXT | Type
PLM_DRN | PLM_FASTENER_INST_TOOL_TXT | Type
PLM_DRN | PLM_FASTENER_MAT_GRADE_TXT | Type
PLM_DRN | PLM_FASTENER_SZ_DIMENSION_NR | Type
PLM_DRN | PLM_FASTENER_THREAD_TYPE_TXT | Type
PLM_DRN | PLM_FITTING_ANGLE_DEG | Type
PLM_DRN | PLM_FITTING_CONNECTION_TYPE_TXT | Type
PLM_DRN | PLM_FITTING_END_CONNECTION_TXT | Type
PLM_DRN | PLM_FITTING_FINISH_CTG_TXT | Type
PLM_DRN | PLM_FITTING_MAT_GRADE_TXT | Type
PLM_DRN | PLM_FITTING_REDUCER_SZS_TXT | Type
PLM_DRN | PLM_FITTING_UNIT_WEIGHT_KG | Type
PLM_DRN | PLM_FIXUNITS_NR | Type
PLM_DRN | PLM_FLUSH_TYPE_MANUAL_AUTO_DUAL_TXT | Type
PLM_DRN | PLM_FLW_LPS | Type
PLM_DRN | PLM_GSK_SZ_DIMENSION_TXT | Type
PLM_DRN | PLM_HED_M | Type
PLM_DRN | PLM_HOTWTR_EXPANSION_TANK_SZ_TXT | Type
PLM_DRN | PLM_HOTWTR_FIRST_HOUR_RATING_GAL_NR | Type
PLM_DRN | PLM_HOTWTR_FLW_LPS | Type
PLM_DRN | PLM_HOTWTR_FUEL_TYPE_TXT | Type
PLM_DRN | PLM_HOTWTR_HEATER_EFF_PCT | Type
PLM_DRN | PLM_HOTWTR_INPUT_PWR_KW | Type
PLM_DRN | PLM_HOTWTR_RECIRCULATION_PUMP_TXT | Type
PLM_DRN | PLM_HOTWTR_RECOVERY_RATE_GPH | Type
PLM_DRN | PLM_HOTWTR_RELIEF_VLV_SZ_NR | Type
PLM_DRN | PLM_HOTWTR_STORAGE_CAP_GAL_NR | Type
PLM_DRN | PLM_HOTWTR_TEMP_C | Type
PLM_DRN | PLM_HOTWTR_VENTING_TYPE_TXT | Type
PLM_DRN | PLM_INST_TYPE_TXT | Type
PLM_DRN | PLM_INS_ACC_DIMENSIONS_NR | Type
PLM_DRN | PLM_INS_SPECIFICATION_TXT | Type
PLM_DRN | PLM_INS_THICKNESS_MM | Type
PLM_DRN | PLM_IPC_COD_CMPL_NR | Type
PLM_DRN | PLM_LAST_VALIDATION_DATE_TXT | Type
PLM_DRN | PLM_MAT_TXT | Type
PLM_DRN | PLM_MNT_TYPE_WALL_FLR_COUNTER_INT | Type
PLM_DRN | PLM_MOTOR_PHS_TXT | Type
PLM_DRN | PLM_MOTOR_PWR_HP_KW | Type
PLM_DRN | PLM_MOTOR_VLT_V | Type
PLM_DRN | PLM_NPSH_REQUIRED_FT | Type
PLM_DRN | PLM_PHS_TXT | Type
PLM_DRN | PLM_PMP_EFF_PCT | Type
PLM_DRN | PLM_PMP_HED_FT | Type
PLM_DRN | PLM_PPE_CLR_COD_TXT | Type
PLM_DRN | PLM_PPE_CTG_LINING_TXT | Type
PLM_DRN | PLM_PPE_FLW_LPS | Type
PLM_DRN | PLM_PPE_FRICTIONLOSS_PA_M | Type
PLM_DRN | PLM_PPE_INNER_DIAMETER_MM | Type
PLM_DRN | PLM_PPE_LENGTH_M | Type
PLM_DRN | PLM_PPE_MAT_TXT | Type
PLM_DRN | PLM_PPE_NOMINAL_SZ_INCH_NR | Type
PLM_DRN | PLM_PPE_OUTER_DIAMETER_MM | Type
PLM_DRN | PLM_PPE_PROPERTY_TXT | Type
PLM_DRN | PLM_PPE_PSR_KPA | Type
PLM_DRN | PLM_PPE_PSR_RATING_BAR | Type
PLM_DRN | PLM_PPE_RETURN_SZ_MM | Type
PLM_DRN | PLM_PPE_SCHEDULE_CLASS_TXT | Type
PLM_DRN | PLM_PPE_SIZING_CHECK_NR | Type
PLM_DRN | PLM_PPE_SPT_SPACING_M | Type
PLM_DRN | PLM_PPE_SUPPLY_SZ_MM | Type
PLM_DRN | PLM_PPE_SZ_MM | Type
PLM_DRN | PLM_PPE_TOTAL_LENGTH_M | Type
PLM_DRN | PLM_PPE_TST_PSR_BAR | Type
PLM_DRN | PLM_PPE_TYPE_CLASSIFICATION_TXT | Type
PLM_DRN | PLM_PPE_UNIT_WEIGHT_KG_M | Type
PLM_DRN | PLM_PPE_WATER_SUPPLY_FIX_UNITS_NUM_NR | Type
PLM_DRN | PLM_PROPERTY_TXT | Type
PLM_DRN | PLM_PSR_KPA | Type
PLM_DRN | PLM_PWR_KW | Type
PLM_DRN | PLM_SPT_ADJUSTMENT_RANGE_TXT | Type
PLM_DRN | PLM_SPT_ATTACHMENT_METHOD_TXT | Type
PLM_DRN | PLM_SPT_INST_DETAIL_TXT | Type
PLM_DRN | PLM_SPT_INS_PROT_TXT | Type
PLM_DRN | PLM_SPT_LD_CAP_KG | Type
PLM_DRN | PLM_SPT_SPACING_M | Type
PLM_DRN | PLM_STR_BLWD_CONNECTION_TXT | Type
PLM_DRN | PLM_STR_BODY_MAT_TXT | Type
PLM_DRN | PLM_STR_END_CONNECTION_TXT | Type
PLM_DRN | PLM_STR_FLW_DIRECTION_TXT | Type
PLM_DRN | PLM_STR_MESH_SZ_MICRON_TXT | Type
PLM_DRN | PLM_STR_SCREEN_MAT_TXT | Type
PLM_DRN | PLM_STR_STYLE_TXT | Type
PLM_DRN | PLM_TANK_CAP_GAL_NR | Type
PLM_DRN | PLM_TRAP_SZ_IN | Type
PLM_DRN | PLM_TRAP_TYPE_P_TRAP_S_TRAP_BOTTLE_TXT | Type
PLM_DRN | MEP_TYPE_TXT | Type
PLM_DRN | PLM_TYPE_WC_LAV_URN_SNK_SHW_TXT | Type
PLM_DRN | PLM_VEL_MPS | Type
PLM_DRN | PLM_VLV_ACTUATION_TYPE_TXT | Type
PLM_DRN | PLM_VLV_BODY_MAT_TXT | Type
PLM_DRN | PLM_VLV_CV_VALUE_NR | Type
PLM_DRN | PLM_VLV_END_CONNECTION_TXT | Type
PLM_DRN | PLM_VLV_OPERATOR_TYPE_TXT | Type
PLM_DRN | PLM_VLV_PSR_CLASS_TXT | Type
PLM_DRN | PLM_VLV_TRIM_MAT_TXT | Type
PLM_DRN | PLM_VNT_SZ_NR | Type
PLM_DRN | PLM_WATER_SUPPLY_FIX_UNITS_NUM_NR | Type
PLM_DRN | WTR_FILTRATION_TYPE_TXT | Type
PLM_DRN | WTR_GREYWTR_REUSE_BOOL | Type
PLM_DRN | WTR_HARVESTING_BOOL | Type
PLM_DRN | WTR_PSR_BAR | Type
PLM_DRN | WTR_PSR_RESIDUAL_PSI | Type
PLM_DRN | WTR_QUALITY_TREATMENT_REQ_TXT | Type
PLM_DRN | WTR_SOURCE_TYPE_TXT | Type
PLM_DRN | WTR_STORAGE_REQ_L | Type
PLM_DRN | WTR_SUPPLY_RELIABILITY_TXT | Type
PLM_DRN | WTR_SYSTEM_TYPE_TXT | Type
PLM_DRN | WTR_TREATMENT_CHEMICAL_TYPE_TXT | Type

## Security Devices
Group | Parameter Name | Binding
COM_DAT | COM_BANDWIDTH_MBPS_TXT | Type
COM_DAT | CBL_TYPE_TXT | Type
COM_DAT | COM_COM_SYSTEM_TYPE_TXT | Type
COM_DAT | COM_C_ACCURACY_PCT | Type
COM_DAT | COM_C_DEV_BACNET_INSTANCE_INT | Type
COM_DAT | COM_C_DEV_CONTROLLER_NAME_TXT | Type
COM_DAT | COM_C_DEV_TYPE_TXT | Type
COM_DAT | COM_C_MEASUREMENT_RANGE_TXT | Type
COM_DAT | COM_C_NETWORK_ADDRESS_TXT | Type
COM_DAT | COM_C_PROTOCOL_TXT | Type
COM_DAT | COM_C_PWR_SUPPLY_V | Type
COM_DAT | COM_C_SENSOR_TYPE_TXT | Type
COM_DAT | COM_C_SYSTEM_TYPE_TXT | Type
COM_DAT | COM_POE_CAPABLE_BOOL | Type
COM_DAT | COM_PORTCOUNT_INT | Type
COM_DAT | COM_RACK_SPC_RU_NR | Type
COM_DAT | COM_TECH_AI_OPTIMIZATION_TXT | Type
COM_DAT | COM_TECH_CLOUD_CONNECTIVITY_TXT | Type
COM_DAT | COM_TECH_CYBER_SECURITY_LVL_TXT | Instance
COM_DAT | COM_TECH_DAT_PRIVACY_COMPLY_TXT | Type
COM_DAT | COM_TECH_FUTURE_EXPANSION_TXT | Type
COM_DAT | COM_TECH_INTEGRATION_COMPLEXITY_TXT | Type
COM_DAT | COM_TECH_IOT_CAPABLE_BOOL | Type
COM_DAT | COM_TECH_MOBILE_APP_TXT | Type

## Specialty Equipment
Group | Parameter Name | Binding
ASS_MNG | ASS_CAT_TXT | Type
ASS_MNG | ASS_CRITICALITY_RATING_NR | Type
ASS_MNG | ASS_CRITICAL_SPARE_PARTS_REQUIRED_BOOL | Type
ASS_MNG | ASS_CST_ANNUAL_MAINTENANCE_UGX_NR | Type
ASS_MNG | ASS_CST_INSTALLUGXNUM_UGX_NR | Type
ASS_MNG | ASS_CST_LIFECYCLEUGXNUM_UGX_NR | Type
ASS_MNG | ASS_CST_QUANTITYNUM_UGX_NR | Type
ASS_MNG | ASS_CST_TOTALUGXNUM_UGX_NR | Type
ASS_MNG | ASS_CST_UNT_PRCUGXNUM_UGX_NR | Type
ASS_MNG | ASS_DEPARTMENT_ASSIGNMENT_TXT | Type
ASS_MNG | ASS_DESIGN_LTG_LVL_LUX_NR | Instance
ASS_MNG | ASS_DESIGN_OCCUPANCY_INT | Type
ASS_MNG | ASS_ELE_COMMENTS_TXT | Type
ASS_MNG | ASS_ELE_DESCRIPTION_TXT | Type
ASS_MNG | ASS_ELE_ID_TXT | Instance
ASS_MNG | ASS_ELE_INST_DATE_TXT | Type
ASS_MNG | ASS_ELE_LOC_TXT | Type
ASS_MNG | ASS_ELE_MANUFACTURER_TXT | Type
ASS_MNG | ASS_ELE_MODELBER_TXT | Type
ASS_MNG | ASS_ELE_SERIALBER_TXT | Type
ASS_MNG | ASS_ELE_STATUS_TXT | Type
ASS_MNG | ASS_ELE_TAG_TXT | Type
ASS_MNG | ASS_ELE_WARRANTY_PERIOD_TXT | Type
ASS_MNG | ASS_EQUIPMENT_TAG_TXT | Type
ASS_MNG | ASS_EXPECTED_ANNUAL_DOWNTIME_HOURS_HRS | Type
ASS_MNG | ASS_EXPECTED_LIFE_YEARS_YRS | Type
ASS_MNG | ASS_HVC_SYSTEM_TYPE_TXT | Type
ASS_MNG | ASS_IP_RATING_TXT | Type
ASS_MNG | ASS_LOCAL_SERVICE_AVAILABLE_TXT | Type
ASS_MNG | ASS_MAINTENANCE_ACCESS_METHOD_TXT | Type
ASS_MNG | ASS_MAINTENANCE_FREQUENCY_MONTHS | Type
ASS_MNG | ASS_MAINTENANCE_SCHEDULE_TXT | Type
ASS_MNG | ASS_NUMBER_OF_DAT_OUTLETS_INT | Type
ASS_MNG | ASS_NUMBER_OF_PWR_OUTLETS_INT | Type
ASS_MNG | ASS_OANDM_MANUALS_PROVIDED_TXT | Type
ASS_MNG | ASS_OPERATOR_TRAINING_REQUIRED_BOOL | Type
ASS_MNG | ASS_PART_NUMBER_TXT | Type
ASS_MNG | ASS_PMT_CNT_CONTRACTOR_TXT | Type
ASS_MNG | ASS_PMT_COD_APP_TXT | Type
ASS_MNG | ASS_PMT_COD_INSPECTOR_NAME_TXT | Type
ASS_MNG | ASS_PMT_COD_NEXT_INSP_DATE_TXT | Type
ASS_MNG | ASS_PMT_COD_SECTION_TXT | Type
ASS_MNG | ASS_PMT_COD_STD_TXT | Type
ASS_MNG | ASS_PMT_COD_SYSTEM_COMPONENT_TXT | Type
ASS_MNG | ASS_PMT_CST_LABOUR_CST_UGX_NR | Type
ASS_MNG | ASS_PMT_CST_MAT_CST_UGX_NR | Type
ASS_MNG | ASS_PMT_CST_TOTAL_CST_UGX_NR | Type
ASS_MNG | ASS_PMT_CST_UNIT_CST_UGX_NR | Type
ASS_MNG | ASS_PMT_CST_UNIT_PRICE_UGX_NR | Type
ASS_MNG | ASS_PMT_CST_UNIT_RATE_UGX_NR | Type
ASS_MNG | ASS_PMT_INST_METHOD_TXT | Type
ASS_MNG | ASS_PMT_INV_ON_SITE_NR | Type
ASS_MNG | ASS_PMT_INV_REM_NR | Type
ASS_MNG | ASS_PMT_INV_REORD_LVL_NR | Instance
ASS_MNG | ASS_PMT_INV_UNIT_TXT | Type
ASS_MNG | ASS_PMT_INV_USD_NR | Type
ASS_MNG | ASS_PMT_LOG_LEAD_TIME_DAYS | Type
ASS_MNG | ASS_PMT_PAY_INVOICE_TXT | Type
ASS_MNG | ASS_PMT_PRO_DELIVERY_DATE_TXT | Type
ASS_MNG | ASS_PMT_PRO_PO_NR_TXT | Type
ASS_MNG | ASS_PMT_PRO_SUPPLIER_TXT | Type
ASS_MNG | ASS_PMT_QA_APVD_BY_TXT | Type
ASS_MNG | ASS_PMT_QA_BATCH_NR_TXT | Type
ASS_MNG | ASS_PMT_QA_CERTIFICATE_NR_TXT | Type
ASS_MNG | ASS_PMT_QA_INSP_DATE_TXT | Type
ASS_MNG | ASS_PMT_QA_TST_RESULT_TXT | Type
ASS_MNG | ASS_PMT_QTY_DELIVERED_NR | Type
ASS_MNG | ASS_PMT_QTY_ORDERED_NR | Type
ASS_MNG | ASS_PMT_QTY_VARIANCE_NR | Type
ASS_MNG | ASS_PMT_SCH_COMPLETION_PCT | Type
ASS_MNG | ASS_PMT_SCH_END_ACTUAL_TXT | Type
ASS_MNG | ASS_PMT_SCH_END_PLANNED_TXT | Type
ASS_MNG | ASS_PMT_SCH_PHS_TXT | Type
ASS_MNG | ASS_PMT_SCH_START_ACTUAL_TXT | Type
ASS_MNG | ASS_PMT_SCH_START_PLANNED_TXT | Type
ASS_MNG | ASS_PMT_SUP_CONTACT_TXT | Type
ASS_MNG | ASS_PREDICTIVE_MAINTENANCE_CAPABLE_BOOL | Type
ASS_MNG | ASS_PRODCT_COD_TXT | Type
ASS_MNG | ASS_REMOTE_MONITORING_CAPABLE_BOOL | Type
ASS_MNG | ASS_ROOM_AREA_SQ_M | Type
ASS_MNG | ASS_ROOM_FUNCTION_USE_TXT | Type
ASS_MNG | ASS_ROOM_NAME_TXT | Type
ASS_MNG | ASS_ROOM_NUMBER_TXT | Type
ASS_MNG | ASS_ROOM_VOLUME_CU_M | Type
ASS_MNG | ASS_SKIRTING_TYPE_TXT | Type
ASS_MNG | ASS_WARRANTY_EXPIRATION_DATE_TXT | Type
INST_CST | CST_ACCESS_CHALLENGES_TXT | Type
INST_CST | CST_DELIVERY_LEAD_TIME_DAYS | Type
INST_CST | CST_FIX_BALLAST_FCT_NR | Type
INST_CST | CST_FIX_BEAM_ANGLE_DEG | Type
INST_CST | CST_FIX_CAT_NUM_NR | Type
INST_CST | CST_FIX_CONTROL_TYPE_TXT | Type
INST_CST | CST_FIX_CRI_NR | Type
INST_CST | CST_FIX_DIMMING_TYPE_TXT | Type
INST_CST | CST_FIX_LUMEN_OUTPUT_LM | Type
INST_CST | CST_FIX_TOTAL_WATTAGE_W | Type
INST_CST | CST_IMPORT_REQUIRED_BOOL | Type
INST_CST | CST_INST_ACCESS_REQ_TXT | Type
INST_CST | CST_INST_CLEARANCE_MM | Type
INST_CST | CST_INST_METHOD_TXT | Type
INST_CST | CST_INST_SEISMIC_BOOL | Type
INST_CST | CST_INST_SPT_TYPE_TXT | Type
INST_CST | CST_INST_VIBRATION_ISOLATION_TXT | Type
INST_CST | CST_LOCAL_MAT_BOOL | Type
INST_CST | CST_PROT_AIR_TERMINAL_HEIGHT_IN | Type
INST_CST | CST_PROT_AIR_TERMINAL_TYPE_TXT | Type
INST_CST | CST_PROT_BOND_TYPE_TXT | Type
INST_CST | CST_PROT_COND_SZ_AWG_NR | Type
INST_CST | CST_PROT_COND_TYPE_TXT | Type
INST_CST | CST_PROT_DESIGN_STD_TXT | Type
INST_CST | CST_PROT_DOWN_COND_COUNT_NR | Type
INST_CST | CST_PROT_GROUND_RESISTANCE_OHM | Type
INST_CST | CST_PROT_GROUND_ROD_DIAMETER_IN | Type
INST_CST | CST_PROT_GROUND_ROD_LENGTH_FT | Type
INST_CST | CST_PROT_GROUND_ROD_TYPE_TXT | Type
INST_CST | CST_PROT_HEIGHT_ABOVE_GRADE_FT | Type
INST_CST | CST_PROT_RADIUS_FT | Type
INST_CST | CST_SKILLED_LABOR_REQ_TXT | Type
INST_CST | CST_SPECIAL_EQUIPMENT_TXT | Type
INST_CST | CST_STORAGE_REQ_TXT | Type
INST_CST | CST_SUP_ALTERNATIVE_SUPPLIERS_TXT | Type
INST_CST | CST_SUP_COUNTRY_OF_ORIGIN_INT | Type
INST_CST | CST_SUP_CUSTOMS_CLEARANCE_DAYS | Type
INST_CST | CST_SUP_LOCAL_SUPPLIER_TXT | Type
INST_CST | CST_SUP_PAYMENT_TERMS_TXT | Type
INST_CST | CST_SUP_PREFERRED_SUPPLIER_TXT | Type
INST_CST | CST_SUP_PROCUREMENT_LEAD_TIME_DAYS | Type
INST_CST | CST_SUP_QUALITY_INSP_REQ_BOOL | Type
INST_CST | CST_SUP_SHIPPING_METHOD_TXT | Type
INST_CST | CST_S_CON_ADMIXTURE_TXT | Type
INST_CST | CST_S_CON_AGGREGATE_VOLUME_CU_M | Type
INST_CST | CST_S_CON_CEMENT_BAGS_NR | Type
INST_CST | CST_S_CON_CST_TOTAL_UGX_NR | Type
INST_CST | CST_S_CON_CURING_DAYS_NR | Type
INST_CST | CST_S_CON_FORMWORK_AREA_SQ_M | Type
INST_CST | CST_S_CON_GRADE_TXT | Type
INST_CST | CST_S_CON_MIX_RATIO_TXT | Type
INST_CST | CST_S_CON_POUR_SEQUENCE_TXT | Type
INST_CST | CST_S_CON_SAND_VOLUME_CU_M | Type
INST_CST | CST_S_CON_SLUMP_MM | Type
INST_CST | CST_S_CON_STRENGTH_MPA | Type
INST_CST | CST_S_CON_TYPE_TXT | Type
INST_CST | CST_S_CON_VOLUME_CU_M | Type
INST_CST | CST_S_CON_VOLUME_WASTAGE_CU_M | Type
INST_CST | CST_S_CON_WTR_VOLUME_L | Type
INST_CST | CST_S_EAR_BACKFILL_VOLUME_CU_M | Type
INST_CST | CST_S_EAR_BLINDING_VOLUME_CU_M | Type
INST_CST | CST_S_EAR_COMPACTION_NR | Type
INST_CST | CST_S_EAR_EXCAVATION_DEPTH_M | Type
INST_CST | CST_S_EAR_EXCAVATION_METHOD_TXT | Type
INST_CST | CST_S_EAR_EXCAVATION_VOLUME_CU_M | Type
INST_CST | CST_S_EAR_FILL_MAT_TXT | Type
INST_CST | CST_S_EAR_GEOTEXTILE_AREA_SQ_M | Type
INST_CST | CST_S_EAR_HARDCORE_THICKNESS_MM | Type
INST_CST | CST_S_EAR_HARDCORE_VOLUME_CU_M | Type
INST_CST | CST_S_EAR_SOIL_TYPE_TXT | Type
INST_CST | CST_S_FRM_BEAM_AREA_SQ_M | Type
INST_CST | CST_S_FRM_COLUMN_AREA_SQ_M | Type
INST_CST | CST_S_FRM_CST_TOTAL_UGX_NR | Type
INST_CST | CST_S_FRM_PLYWOOD_SHEETS_NR | Type
INST_CST | CST_S_FRM_PROPS_QUANTITY_NR | Type
INST_CST | CST_S_FRM_RELEASE_AGENT_L | Type
INST_CST | CST_S_FRM_REUSE_CYCLES_NR | Type
INST_CST | CST_S_FRM_SLAB_AREA_SQ_M | Type
INST_CST | CST_S_FRM_STRIPPING_TIME_DAYS | Type
INST_CST | CST_S_FRM_TIMBER_VOLUME_CU_M | Type
INST_CST | CST_S_FRM_TYPE_TXT | Type
INST_CST | CST_S_MAS_BRICK_QUANTITY_NR | Type
INST_CST | CST_S_MAS_BRICK_STRENGTH_TXT | Type
INST_CST | CST_S_MAS_BRICK_TYPE_TXT | Type
INST_CST | CST_S_MAS_BRICK_WASTAGE_NR | Type
INST_CST | CST_S_MAS_CEMENT_BAGS_NR | Type
INST_CST | CST_S_MAS_CST_TOTAL_UGX_NR | Type
INST_CST | CST_S_MAS_MORTAR_RATIO_TXT | Type
INST_CST | CST_S_MAS_MORTAR_TYPE_TXT | Type
INST_CST | CST_S_MAS_MORTAR_VOLUME_CU_M | Type
INST_CST | CST_S_MAS_NET_AREA_SQ_M | Type
INST_CST | CST_S_MAS_OPENING_AREA_SQ_M | Type
INST_CST | CST_S_MAS_SAND_VOLUME_CU_M | Type
INST_CST | CST_S_MAS_WALL_AREA_SQ_M | Type
INST_CST | CST_S_MAS_WALL_THICKNESS_MM | Type
INST_CST | CST_S_MAS_WASTAGE_FCT_PCT | Type
INST_CST | CST_S_REI_COVER_MM | Type
INST_CST | CST_S_REI_CST_TOTAL_UGX_NR | Type
INST_CST | CST_S_REI_DIAMETER_MM | Type
INST_CST | CST_S_REI_GRADE_TXT | Type
INST_CST | CST_S_REI_LENGTH_M | Type
INST_CST | CST_S_REI_MARK_PREFIX_TXT | Type
INST_CST | CST_S_REI_OVERLAP_LENGTH_MM | Type
INST_CST | CST_S_REI_SCHEDULE_REF_TXT | Type
INST_CST | CST_S_REI_SPACING_MM | Type
INST_CST | CST_S_REI_TYPE_TXT | Type
INST_CST | CST_S_REI_WEIGHT_KG | Type
INST_CST | CST_S_REI_WEIGHT_WASTAGE_KG | Type
INST_CST | CST_S_REI_WIRE_WEIGHT_KG | Type

## Sprinklers
Group | Parameter Name | Binding
FLS_LIFE_SFTY | FLS_PROT_ACCESS_VISUAL_ALARM_TXT | Type
FLS_LIFE_SFTY | FLS_PROT_CORROSION_PROT_LVL_NR | Instance
FLS_LIFE_SFTY | FLS_PROT_FLS_DEPARTMENT_APPROVAL_REQUIRED_BOOL | Type
FLS_LIFE_SFTY | FLS_PROT_FLS_ESCAPE_STAIR_TXT | Type
FLS_LIFE_SFTY | FLS_PROT_FLS_RESISTANCE_RATING_MINUTES_MIN | Type
FLS_LIFE_SFTY | FLS_PROT_SECRUSION_ALARM_TXT | Type
FLS_LIFE_SFTY | FLS_PROT_SEC_ACCESS_CONTROL_REQ_TXT | Type
FLS_LIFE_SFTY | FLS_PROT_SPRINKLER_HED_TYPE_TXT | Type
FLS_LIFE_SFTY | FLS_SFTY_COVERAGE_AREA_SQ_M | Type
FLS_LIFE_SFTY | FLS_SFTY_DEV_ADDRESS_TXT | Type
FLS_LIFE_SFTY | FLS_SFTY_DEV_DETECTOR_SENSITIVITY_TXT | Type
FLS_LIFE_SFTY | FLS_SFTY_DEV_LOOP_TXT | Type
FLS_LIFE_SFTY | FLS_SFTY_DEV_TYPE_TXT | Type
FLS_LIFE_SFTY | FLS_SFTY_DEV_ZONE_TXT | Type
FLS_LIFE_SFTY | FLS_SFTY_FLW_RATE_LPM_NR | Type
FLS_LIFE_SFTY | FLS_SFTY_HAZARD_CLASS_TXT | Type
FLS_LIFE_SFTY | FLS_SFTY_PSR_BAR | Type
FLS_LIFE_SFTY | FLS_SFTY_SEC_CCTV_COVERAGE_TXT | Type
FLS_LIFE_SFTY | FLS_SFTY_SEC_EXIT_SIGNAGE_BOOL | Type
FLS_LIFE_SFTY | FLS_SFTY_SEC_LOCKOUT_TAGOUT_REQ_TXT | Type
FLS_LIFE_SFTY | FLS_SFTY_SEC_PPE_REQUIRED_BOOL | Type
FLS_LIFE_SFTY | FLS_SFTY_SYSTEM_TYPE_TXT | Type
FLS_LIFE_SFTY | FLS_SFTY_TEMP_RATING_C | Type

## Structural Columns
Group | Parameter Name | Binding
BLE_ELES | BLE_COLUMN_TYP_TXT | Type
BLE_ELES | BLE_LOAD_BEARING_ELE_BOOL | Type
BLE_ELES | BLE_STRUCT_BEAM_SZ_TXT | Type
BLE_ELES | BLE_STRUCT_COLUMN_SZ_TXT | Type
BLE_ELES | BLE_STRUCT_CONCRETE_GRADE_TXT | Type
BLE_ELES | BLE_STRUCT_ELE_TYPE_TXT | Type
BLE_ELES | BLE_STRUCT_FOUNDATION_TYPE_TXT | Type
BLE_ELES | BLE_STRUCT_LD_CAP_KN_NR | Type
BLE_ELES | BLE_STRUCT_MAT_TXT | Type
BLE_ELES | BLE_STRUCT_REINFORCEMENT_TXT | Type
BLE_ELES | BLE_STRUCT_SEISMIC_DESIGN_BOOL | Type
BLE_ELES | BLE_STRUCT_SLAB_THICKNESS_MM | Type
BLE_ELES | BLE_STRUCT_STEEL_GRADE_TXT | Type
PER_SUST | CST_ENERGY_ANNUAL_UGX_NUM_NR | Type
PER_SUST | PERF_HUMIDITY_RANGE_PCT | Type
PER_SUST | PERF_NOISE_LVL_DB | Instance
PER_SUST | PERF_PWR_FCT_KW | Type
PER_SUST | PERF_TEMP_OPERATING_C | Type
PER_SUST | PERF_VIBRATION_LVL_NR | Instance
PER_SUST | PER_ACOUSTICS_BACKGROUND_NOISE_DB | Type
PER_SUST | PER_ACOUSTICS_IIC_RATING_TXT | Type
PER_SUST | PER_ACOUSTICS_ISOLATION_REQ_BOOL | Type
PER_SUST | PER_ACOUSTICS_REVERBERATION_TIME_SEC_NR | Type
PER_SUST | PER_ACOUSTICS_STC_RATING_TXT | Type
PER_SUST | PER_ACOUSTICS_TREATMENT_TYPE_TXT | Type
PER_SUST | PER_ENVIRONMENTAL_ALTITUDE_M | Type
PER_SUST | PER_ENVIRONMENTAL_CLIMATE_ZONE_TXT | Type
PER_SUST | PER_ENVIRONMENTAL_CORROSION_PROT_TXT | Type
PER_SUST | PER_ENVIRONMENTAL_DUST_PROT_REQ_BOOL | Type
PER_SUST | PER_ENVIRONMENTAL_HUMIDITY_DESIGN_PCT | Type
PER_SUST | PER_ENVIRONMENTAL_RAINFALL_ANNUAL_MM | Type
PER_SUST | PER_ENVIRONMENTAL_TEMP_DESIGN_C | Type
PER_SUST | PER_ENVIRONMENTAL_TERMITE_PROT_BOOL | Type
PER_SUST | PER_SUST_CARBON_FOOTPRINT_KG | Type
PER_SUST | PER_SUST_EDGE_CONTRIB_TXT | Type
PER_SUST | PER_SUST_ENERGY_RATING_TXT | Type
PER_SUST | PER_SUST_LEED_CONTRIB_TXT | Type
PER_SUST | PER_SUST_RECYCLABLE_BOOL | Type
PER_SUST | PER_SUST_RECYCLED_CONTENT_PCT | Type
PER_SUST | PER_SUST_WTR_RATING_NR | Type
PER_SUST | PER_THERM_CONDENSATION_RISK_TXT | Type
PER_SUST | PER_THERM_NATURAL_VENT_TXT | Type
PER_SUST | PER_THERM_PASSIVE_DESIGN_TXT | Type
PER_SUST | PER_THERM_R_VALUE_M2K_W | Type
PER_SUST | PER_THERM_SHADING_DEVICE_TXT | Type
PER_SUST | PER_THERM_SOLAR_ABSORPTANCE_NR | Type
PER_SUST | PER_THERM_THERMAL_MASS_KJ_M2K_KJ | Type
PER_SUST | PER_THERM_U_VALUE_W_M2K_NR | Type

## Structural Framing
Group | Parameter Name | Binding
BLE_ELES | BLE_COLUMN_TYP_TXT | Type
BLE_ELES | BLE_LOAD_BEARING_ELE_BOOL | Type
BLE_ELES | BLE_STRUCT_BEAM_SZ_TXT | Type
BLE_ELES | BLE_STRUCT_COLUMN_SZ_TXT | Type
BLE_ELES | BLE_STRUCT_CONCRETE_GRADE_TXT | Type
BLE_ELES | BLE_STRUCT_ELE_TYPE_TXT | Type
BLE_ELES | BLE_STRUCT_FOUNDATION_TYPE_TXT | Type
BLE_ELES | BLE_STRUCT_LD_CAP_KN_NR | Type
BLE_ELES | BLE_STRUCT_MAT_TXT | Type
BLE_ELES | BLE_STRUCT_REINFORCEMENT_TXT | Type
BLE_ELES | BLE_STRUCT_SEISMIC_DESIGN_BOOL | Type
BLE_ELES | BLE_STRUCT_SLAB_THICKNESS_MM | Type
BLE_ELES | BLE_STRUCT_STEEL_GRADE_TXT | Type
PER_SUST | CST_ENERGY_ANNUAL_UGX_NUM_NR | Type
PER_SUST | PERF_HUMIDITY_RANGE_PCT | Type
PER_SUST | PERF_NOISE_LVL_DB | Instance
PER_SUST | PERF_PWR_FCT_KW | Type
PER_SUST | PERF_TEMP_OPERATING_C | Type
PER_SUST | PERF_VIBRATION_LVL_NR | Instance
PER_SUST | PER_ACOUSTICS_BACKGROUND_NOISE_DB | Type
PER_SUST | PER_ACOUSTICS_IIC_RATING_TXT | Type
PER_SUST | PER_ACOUSTICS_ISOLATION_REQ_BOOL | Type
PER_SUST | PER_ACOUSTICS_REVERBERATION_TIME_SEC_NR | Type
PER_SUST | PER_ACOUSTICS_STC_RATING_TXT | Type
PER_SUST | PER_ACOUSTICS_TREATMENT_TYPE_TXT | Type
PER_SUST | PER_ENVIRONMENTAL_ALTITUDE_M | Type
PER_SUST | PER_ENVIRONMENTAL_CLIMATE_ZONE_TXT | Type
PER_SUST | PER_ENVIRONMENTAL_CORROSION_PROT_TXT | Type
PER_SUST | PER_ENVIRONMENTAL_DUST_PROT_REQ_BOOL | Type
PER_SUST | PER_ENVIRONMENTAL_HUMIDITY_DESIGN_PCT | Type
PER_SUST | PER_ENVIRONMENTAL_RAINFALL_ANNUAL_MM | Type
PER_SUST | PER_ENVIRONMENTAL_TEMP_DESIGN_C | Type
PER_SUST | PER_ENVIRONMENTAL_TERMITE_PROT_BOOL | Type
PER_SUST | PER_SUST_CARBON_FOOTPRINT_KG | Type
PER_SUST | PER_SUST_EDGE_CONTRIB_TXT | Type
PER_SUST | PER_SUST_ENERGY_RATING_TXT | Type
PER_SUST | PER_SUST_LEED_CONTRIB_TXT | Type
PER_SUST | PER_SUST_RECYCLABLE_BOOL | Type
PER_SUST | PER_SUST_RECYCLED_CONTENT_PCT | Type
PER_SUST | PER_SUST_WTR_RATING_NR | Type
PER_SUST | PER_THERM_CONDENSATION_RISK_TXT | Type
PER_SUST | PER_THERM_NATURAL_VENT_TXT | Type
PER_SUST | PER_THERM_PASSIVE_DESIGN_TXT | Type
PER_SUST | PER_THERM_R_VALUE_M2K_W | Type
PER_SUST | PER_THERM_SHADING_DEVICE_TXT | Type
PER_SUST | PER_THERM_SOLAR_ABSORPTANCE_NR | Type
PER_SUST | PER_THERM_THERMAL_MASS_KJ_M2K_KJ | Type
PER_SUST | PER_THERM_U_VALUE_W_M2K_NR | Type

## Telephone Devices
Group | Parameter Name | Binding
COM_DAT | COM_BANDWIDTH_MBPS_TXT | Type
COM_DAT | CBL_TYPE_TXT | Type
COM_DAT | COM_COM_SYSTEM_TYPE_TXT | Type
COM_DAT | COM_C_ACCURACY_PCT | Type
COM_DAT | COM_C_DEV_BACNET_INSTANCE_INT | Type
COM_DAT | COM_C_DEV_CONTROLLER_NAME_TXT | Type
COM_DAT | COM_C_DEV_TYPE_TXT | Type
COM_DAT | COM_C_MEASUREMENT_RANGE_TXT | Type
COM_DAT | COM_C_NETWORK_ADDRESS_TXT | Type
COM_DAT | COM_C_PROTOCOL_TXT | Type
COM_DAT | COM_C_PWR_SUPPLY_V | Type
COM_DAT | COM_C_SENSOR_TYPE_TXT | Type
COM_DAT | COM_C_SYSTEM_TYPE_TXT | Type
COM_DAT | COM_POE_CAPABLE_BOOL | Type
COM_DAT | COM_PORTCOUNT_INT | Type
COM_DAT | COM_RACK_SPC_RU_NR | Type
COM_DAT | COM_TECH_AI_OPTIMIZATION_TXT | Type
COM_DAT | COM_TECH_CLOUD_CONNECTIVITY_TXT | Type
COM_DAT | COM_TECH_CYBER_SECURITY_LVL_TXT | Instance
COM_DAT | COM_TECH_DAT_PRIVACY_COMPLY_TXT | Type
COM_DAT | COM_TECH_FUTURE_EXPANSION_TXT | Type
COM_DAT | COM_TECH_INTEGRATION_COMPLEXITY_TXT | Type
COM_DAT | COM_TECH_IOT_CAPABLE_BOOL | Type
COM_DAT | COM_TECH_MOBILE_APP_TXT | Type

## Windows
Group | Parameter Name | Binding
BLE_ELES | BLE_ARCHITECTURAL_ELE_TYPE_TXT | Type
BLE_ELES | BLE_CEILING_ACCESS_PNLS_INCLUDED_TXT | Type
BLE_ELES | BLE_CEILING_FINISH_TXT | Type
BLE_ELES | BLE_CEILING_GRID_SZ_MM | Type
BLE_ELES | BLE_CEILING_HEIGHT_MM | Type
BLE_ELES | BLE_CEILING_LIGHT_REFLECTANCE_PCT | Type
BLE_ELES | BLE_CEILING_NOISE_REDCTION_COEFFICIENT_NRC_NR | Type
BLE_ELES | BLE_CEILING_PLENUM_HEIGHT_MM | Type
BLE_ELES | BLE_CEILING_SYSTEM_TXT | Type
BLE_ELES | BLE_CEILING_TYPE_CLASSIFICATION_TXT | Type
BLE_ELES | BLE_COLUMN_TYP_TXT | Type
BLE_ELES | BLE_CST_PHS_TXT | Type
BLE_ELES | BLE_DESIGN_OPTION_ALTERNATIVE_TXT | Type
BLE_ELES | BLE_DOOR_ACOUSTIC_RATING_DB | Type
BLE_ELES | BLE_DOOR_CLOSER_REQUIRED_BOOL | Type
BLE_ELES | BLE_DOOR_GLAZING_PCT | Type
BLE_ELES | BLE_DOOR_HARDWARE_SPECIFICATION_TXT | Type
BLE_ELES | BLE_DOOR_HEIGHT_MM | Type
BLE_ELES | BLE_DOOR_OPERATION_TYPE_SWING_SLIDE_FOLD_ROLL_TXT | Type
BLE_ELES | BLE_DOOR_PANIC_HARDWARE_REQUIRED_BOOL | Type
BLE_ELES | BLE_DOOR_SECURITY_RATING_GRADE_TXT | Type
BLE_ELES | BLE_DOOR_WIDTH_MM | Type
BLE_ELES | BLE_ELE_AREA_SQ_M | Type
BLE_ELES | BLE_ELE_VOLUME_CU_M | Type
BLE_ELES | BLE_FACADE_CLR_TXT | Type
BLE_ELES | BLE_FACADE_FINISH_TXT | Type
BLE_ELES | BLE_FACADE_FIX_SYSTEM_TXT | Type
BLE_ELES | BLE_FACADE_INS_BOOL | Type
BLE_ELES | BLE_FACADE_PNL_SZ_TXT | Type
BLE_ELES | BLE_FACADE_TYPE_TXT | Type
BLE_ELES | BLE_FACADE_VENTILATED_TXT | Type
BLE_ELES | BLE_FINISH_ADHESIVE_WEIGHT_KG | Type
BLE_ELES | BLE_FINISH_GROUT_WEIGHT_KG | Type
BLE_ELES | BLE_FINISH_PAINT_AREA_SQ_M | Type
BLE_ELES | BLE_FINISH_PAINT_COATS_NR | Type
BLE_ELES | BLE_FINISH_PAINT_VOLUME_L | Type
BLE_ELES | BLE_FINISH_PLASTER_AREA_SQ_M | Type
BLE_ELES | BLE_FINISH_PLASTER_CEMENT_NR | Type
BLE_ELES | BLE_FINISH_PLASTER_RATIO_NR | Type
BLE_ELES | BLE_FINISH_PLASTER_SAND_CU_M | Type
BLE_ELES | BLE_FINISH_PLASTER_THICKNESS_MM | Type
BLE_ELES | BLE_FINISH_SCREED_VOLUME_CU_M | Type
BLE_ELES | BLE_FINISH_TILE_AREA_SQ_M | Type
BLE_ELES | BLE_FINISH_TILE_QUANTITY_NR | Type
BLE_ELES | BLE_FINISH_TILE_SZ_TXT | Type
BLE_ELES | BLE_FINISH_TYPE_TXT | Type
BLE_ELES | BLE_FLR_FINISH_THICKNESS_MM | Type
BLE_ELES | BLE_FLR_FINISH_TXT | Type
BLE_ELES | BLE_FLR_IMPACT_SOUND_INS_DB | Type
BLE_ELES | BLE_FLR_LD_CAP_KPA | Type
BLE_ELES | BLE_FLR_LVL_NR | Instance
BLE_ELES | BLE_FLR_MOISTURE_BARRIER_REQUIRED_BOOL | Type
BLE_ELES | BLE_FLR_PERIMETER_DETAIL_TYPE_TXT | Type
BLE_ELES | BLE_FLR_RAISED_ACCESS_FLR_TXT | Type
BLE_ELES | BLE_FLR_RAISED_FLR_HEIGHT_MM | Type
BLE_ELES | BLE_FLR_SLIP_RESISTANCE_RATING_NR | Type
BLE_ELES | BLE_FLR_STRUCTURAL_SYSTEM_TXT | Type
BLE_ELES | BLE_FLR_THICKNESS_MM | Type
BLE_ELES | BLE_FLR_TYPE_CLASSIFICATION_TXT | Type
BLE_ELES | BLE_FLR_UNDERFLR_HEATING_SYSTEM_TXT | Type
BLE_ELES | BLE_FUNCTIONAL_CLASSIFICATION_TXT | Type
BLE_ELES | BLE_LOAD_BEARING_ELE_BOOL | Type
BLE_ELES | BLE_RAMP_HANDRAIL_BOTH_SIDES_TXT | Type
BLE_ELES | BLE_RAMP_SLOPE_PCT | Type
BLE_ELES | BLE_RAMP_SURFACE_FINISH_TXT | Type
BLE_ELES | BLE_RAMP_WIDTH_MM | Type
BLE_ELES | BLE_ROOF_CLR_TXT | Type
BLE_ELES | BLE_ROOF_DOWNPPE_SZ_MM | Type
BLE_ELES | BLE_ROOF_GUTTER_SZ_MM | Type
BLE_ELES | BLE_ROOF_INS_R_VALUE_M_2K_W | Type
BLE_ELES | BLE_ROOF_OVERHANG_MM | Type
BLE_ELES | BLE_ROOF_PLM_DRN_SYSTEM_TYPE_TXT | Type
BLE_ELES | BLE_ROOF_RAINWTR_HARVESTING_INTEGRATION_BOOL | Type
BLE_ELES | BLE_ROOF_SLOPE_DEG | Type
BLE_ELES | BLE_ROOF_SOLAR_REFLECTANCE_INDEX_NR | Type
BLE_ELES | BLE_ROOF_STRUCTURE_TYPE_TXT | Type
BLE_ELES | BLE_ROOF_TYPE_TXT | Type
BLE_ELES | BLE_ROOF_WATERPROOFING_SYSTEM_TXT | Type
BLE_ELES | BLE_ROOM_NAME_TXT | Type
BLE_ELES | BLE_ROOM_NUMBER_TXT | Type
BLE_ELES | BLE_STRUCT_BEAM_SZ_TXT | Type
BLE_ELES | BLE_STRUCT_COLUMN_SZ_TXT | Type
BLE_ELES | BLE_STRUCT_CONCRETE_GRADE_TXT | Type
BLE_ELES | BLE_STRUCT_ELE_TYPE_TXT | Type
BLE_ELES | BLE_STRUCT_FOUNDATION_TYPE_TXT | Type
BLE_ELES | BLE_STRUCT_LD_CAP_KN_NR | Type
BLE_ELES | BLE_STRUCT_REINFORCEMENT_TXT | Type
BLE_ELES | BLE_STRUCT_SEISMIC_DESIGN_BOOL | Type
BLE_ELES | BLE_STRUCT_SLAB_THICKNESS_MM | Type
BLE_ELES | BLE_STRUCT_STEEL_GRADE_TXT | Type
BLE_ELES | BLE_WALL_CST_METHOD_TXT | Type
BLE_ELES | BLE_WALL_EXTERIOR_FINISH_TXT | Type
BLE_ELES | BLE_WALL_FINISH_TXT | Type
BLE_ELES | BLE_WALL_FUNCTION_TXT | Type
BLE_ELES | BLE_WALL_HEIGHT_MM | Type
BLE_ELES | BLE_WALL_INTERIOR_FINISH_TXT | Type
BLE_ELES | BLE_WALL_LENGTH_MM | Type
BLE_ELES | BLE_WALL_MOISTURE_BARRIER_INCLUDED_TXT | Type
BLE_ELES | BLE_WALL_SOUND_TRANSMISSION_CLASS_RATING_NR | Type
BLE_ELES | BLE_WALL_THERMAL_TRANSMITTANCE_U_VALUE_W_M_2K_NR | Type
BLE_ELES | BLE_WALL_THICKNESS_MM | Type
BLE_ELES | BLE_WALL_TYPE_CLASSIFICATION_TXT | Type
BLE_ELES | BLE_WINDOW_BURGLAR_BARS_REQUIRED_UGANDA_BOOL | Type
BLE_ELES | BLE_WINDOW_FRAME_MAT_TXT | Type
BLE_ELES | BLE_WINDOW_GLAZING_TYPE_SINGLE_DOUBLE_TRIPLE_TXT | Type
BLE_ELES | BLE_WINDOW_HEIGHT_MM | Type
BLE_ELES | BLE_WINDOW_MOSQUITO_SCREEN_INCLUDED_TXT | Type
BLE_ELES | BLE_WINDOW_OPERATION_TYPE_TXT | Type
BLE_ELES | BLE_WINDOW_SILL_HEIGHT_FROM_FLR_MM | Type
BLE_ELES | BLE_WINDOW_SOLAR_HEAT_GAIN_COEFFICIENT_NR | Type
BLE_ELES | BLE_WINDOW_TYPE_CLASSIFICATION_TXT | Type
BLE_ELES | BLE_WINDOW_U_VALUE_W_M_2K_NR | Type
BLE_ELES | BLE_WINDOW_VISIBLE_LIGHT_TRANSMITTANCE_PCT | Type
BLE_ELES | BLE_WINDOW_WIDTH_MM | Type
PER_SUST | CST_ENERGY_ANNUAL_UGX_NUM_NR | Type
PER_SUST | PERF_HUMIDITY_RANGE_PCT | Type
PER_SUST | PERF_NOISE_LVL_DB | Instance
PER_SUST | PERF_PWR_FCT_KW | Type
PER_SUST | PERF_TEMP_OPERATING_C | Type
PER_SUST | PERF_VIBRATION_LVL_NR | Instance
PER_SUST | PER_ACOUSTICS_BACKGROUND_NOISE_DB | Type
PER_SUST | PER_ACOUSTICS_IIC_RATING_TXT | Type
PER_SUST | PER_ACOUSTICS_ISOLATION_REQ_BOOL | Type
PER_SUST | PER_ACOUSTICS_REVERBERATION_TIME_SEC_NR | Type
PER_SUST | PER_ACOUSTICS_STC_RATING_TXT | Type
PER_SUST | PER_ACOUSTICS_TREATMENT_TYPE_TXT | Type
PER_SUST | PER_ENVIRONMENTAL_ALTITUDE_M | Type
PER_SUST | PER_ENVIRONMENTAL_CLIMATE_ZONE_TXT | Type
PER_SUST | PER_ENVIRONMENTAL_CORROSION_PROT_TXT | Type
PER_SUST | PER_ENVIRONMENTAL_DUST_PROT_REQ_BOOL | Type
PER_SUST | PER_ENVIRONMENTAL_HUMIDITY_DESIGN_PCT | Type
PER_SUST | PER_ENVIRONMENTAL_RAINFALL_ANNUAL_MM | Type
PER_SUST | PER_ENVIRONMENTAL_TEMP_DESIGN_C | Type
PER_SUST | PER_ENVIRONMENTAL_TERMITE_PROT_BOOL | Type
PER_SUST | PER_SUST_CARBON_FOOTPRINT_KG | Type
PER_SUST | PER_SUST_EDGE_CONTRIB_TXT | Type
PER_SUST | PER_SUST_ENERGY_RATING_TXT | Type
PER_SUST | PER_SUST_LEED_CONTRIB_TXT | Type
PER_SUST | PER_SUST_RECYCLABLE_BOOL | Type
PER_SUST | PER_SUST_RECYCLED_CONTENT_PCT | Type
PER_SUST | PER_SUST_WTR_RATING_NR | Type
PER_SUST | PER_THERM_CONDENSATION_RISK_TXT | Type
PER_SUST | PER_THERM_NATURAL_VENT_TXT | Type
PER_SUST | PER_THERM_PASSIVE_DESIGN_TXT | Type
PER_SUST | PER_THERM_R_VALUE_M2K_W | Type
PER_SUST | PER_THERM_SHADING_DEVICE_TXT | Type
PER_SUST | PER_THERM_SOLAR_ABSORPTANCE_NR | Type
PER_SUST | PER_THERM_THERMAL_MASS_KJ_M2K_KJ | Type
PER_SUST | PER_THERM_U_VALUE_W_M2K_NR | Type
RGL_CMPL | RGL_ACCESS_BRAILLE_SIGNAGE_BOOL | Type
RGL_CMPL | RGL_ACCESS_CLEAR_WIDTH_MM | Type
RGL_CMPL | RGL_ACCESS_CMPL_STD_TXT | Type
RGL_CMPL | RGL_ACCESS_HEARING_LOOP_BOOL | Type
RGL_CMPL | RGL_ACCESS_REFUGE_AREA_TXT | Type
RGL_CMPL | RGL_ACCESS_TACTILE_WARNING_TXT | Type
RGL_CMPL | RGL_ACCESS_THRESHOLD_HEIGHT_MM | Type
RGL_CMPL | RGL_ACCESS_TURNING_RADIUS_MM | Type
RGL_CMPL | RGL_KCCA_APPROVAL_REQ_BOOL | Type
RGL_CMPL | RGL_NEMA_APPROVAL_REQ_BOOL | Type
RGL_CMPL | RGL_NWSC_APPROVAL_BOOL | Type
RGL_CMPL | RGL_OCCUPANCY_CERT_REQ_BOOL | Type
RGL_CMPL | RGL_PERIODIC_INSP_FREQ_TXT | Type
RGL_CMPL | RGL_QA_APVD_VENDOR_TXT | Type
RGL_CMPL | RGL_QA_CERTIFICATION_TXT | Type
RGL_CMPL | RGL_QA_COMMISSIONING_REQ_TXT | Type
RGL_CMPL | RGL_QA_INSP_BOOL | Type
RGL_CMPL | RGL_QA_STD_COMPLY_TXT | Type
RGL_CMPL | RGL_QA_TST_REPORT_REF_TXT | Type
RGL_CMPL | RGL_STD_TXT | Type
RGL_CMPL | RGL_UMEME_APPROVAL_BOOL | Type
RGL_CMPL | RGL_UNBS_STD_REFERENCE_TXT | Type
RGL_CMPL | RGL_UNBS_STD_TXT | Type